## Baseline Lead-Acid Battery
| 2018 | 2019 | 2020 | 2021 | 2022 | 2023 | 2024 | 2025 | 2026 | 2027 | 2028 | 2029 | 2030 | 2031 | 2032 | 2033 | 2034 | 2035 | 2036 | 2037 | 2038 | 2039 | 2040 | 2041 | 2042 | 2043 | 2044 | 2045 | 2046 | 2047 | 2049 | Total
Year | 0 | 1 | 2 | 3 | 4 | 5 | 6 | 7 | 8 | 9 | 10 | 11 | 12 | 13 | 14 | 15 | 16 | 17 | 18 | 19 | 20 | 21 | 22 | 23 | 24 | 25 | 26 | 27 | 28 | 29 | 30
Baseline Site Requirements
Daily power needs (12V amp-hrs) | 200 | 200 | 200 | 200 | 200 | 200 | 200 | 200 | 200 | 200 | 200 | 200 | 200 | 200 | 200 | 200 | 200 | 200 | 200 | 200 | 200 | 200 | 200 | 200 | 200 | 200 | 200 | 200 | 200 | 200 | 200
Peak sun-hours (hrs) | 5 | 5 | 5 | 5 | 5 | 5 | 5 | 5 | 5 | 5 | 5 | 5 | 5 | 5 | 5 | 5 | 5 | 5 | 5 | 5 | 5 | 5 | 5 | 5 | 5 | 5 | 5 | 5 | 5 | 5 | 5
Average daily wind speed (mph) | 6 | 6 | 6 | 6 | 6 | 6 | 6 | 6 | 6 | 6 | 6 | 6 | 6 | 6 | 6 | 6 | 6 | 6 | 6 | 6 | 6 | 6 | 6 | 6 | 6 | 6 | 6 | 6 | 6 | 6 | 6
Baseline Solar Energy Production
Solar panel requirements (# of 12V (100 watt / 6.1 amp) panels) | 7 | 0 | 0 | 0 | 0 | 0 | 0 | 0 | 0 | 0 | 0 | 0 | 0 | 0 | 0 | 0 | 0 | 0 | 0 | 0 | 0 | 0 | 0 | 0 | 0 | 0 | 0 | 0 | 0 | 0 | 0
Individual solar panel costs ($) | 110 | 0 | 0 | 0 | 0 | 0 | 0 | 0 | 0 | 0 | 0 | 0 | 0 | 0 | 0 | 0 | 0 | 0 | 0 | 0 | 0 | 0 | 0 | 0 | 0 | 0 | 0 | 0 | 0 | 0 | 0
Total solar panel cost ($) | 770 | 0 | 0 | 0 | 0 | 0 | 0 | 0 | 0 | 0 | 0 | 0 | 0 | 0 | 0 | 0 | 0 | 0 | 0 | 0 | 0 | 0 | 0 | 0 | 0 | 0 | 0 | 0 | 0 | 0 | 0 | 770
Solar charge controller ($) | 135 | 0 | 0 | 0 | 0 | 0 | 0 | 0 | 0 | 0 | 0 | 0 | 0 | 0 | 0 | 0 | 0 | 0 | 0 | 0 | 0 | 0 | 0 | 0 | 0 | 0 | 0 | 0 | 0 | 0 | 0 | 135
Solar wiring length (ft) | 42 | 0 | 0 | 0 | 0 | 0 | 0 | 0 | 0 | 0 | 0 | 0 | 0 | 0 | 0 | 0 | 0 | 0 | 0 | 0 | 0 | 0 | 0 | 0 | 0 | 0 | 0 | 0 | 0 | 0 | 0
Solar wiring cost ($) | 12.6 | 0 | 0 | 0 | 0 | 0 | 0 | 0 | 0 | 0 | 0 | 0 | 0 | 0 | 0 | 0 | 0 | 0 | 0 | 0 | 0 | 0 | 0 | 0 | 0 | 0 | 0 | 0 | 0 | 0 | 0 | 12.6
Solar system setup labor cost ($) | 72 | 0 | 0 | 0 | 0 | 0 | 0 | 0 | 0 | 0 | 0 | 0 | 0 | 0 | 0 | 0 | 0 | 0 | 0 | 0 | 0 | 0 | 0 | 0 | 0 | 0 | 0 | 0 | 0 | 0 | 0 | 72
Solar maintenance labor ($) | 21.6 | 21.6 | 21.6 | 21.6 | 21.6 | 21.6 | 21.6 | 21.6 | 21.6 | 21.6 | 21.6 | 21.6 | 21.6 | 21.6 | 21.6 | 21.6 | 21.6 | 21.6 | 21.6 | 21.6 | 21.6 | 21.6 | 21.6 | 21.6 | 21.6 | 21.6 | 21.6 | 21.6 | 21.6 | 21.6 | 21.6 | 669.6
Amps produced per hour | 42.7 | 42.7 | 42.7 | 42.7 | 42.7 | 42.7 | 42.7 | 42.7 | 42.7 | 42.7 | 42.7 | 42.7 | 42.7 | 42.7 | 42.7 | 42.7 | 42.7 | 42.7 | 42.7 | 42.7 | 42.7 | 42.7 | 42.7 | 42.7 | 42.7 | 42.7 | 42.7 | 42.7 | 42.7 | 42.7 | 42.7
Amps produced per day | 213.5 | 213.5 | 213.5 | 213.5 | 213.5 | 213.5 | 213.5 | 213.5 | 213.5 | 213.5 | 213.5 | 213.5 | 213.5 | 213.5 | 213.5 | 213.5 | 213.5 | 213.5 | 213.5 | 213.5 | 213.5 | 213.5 | 213.5 | 213.5 | 213.5 | 213.5 | 213.5 | 213.5 | 213.5 | 213.5 | 213.5
Total amps produce to date | 77927.5 | 77927.5 | 155855 | 233782.5 | 311710 | 389637.5 | 467565 | 545492.5 | 623420 | 701347.5 | 779275 | 857202.5 | 935130 | 1013057.5 | 1090985 | 1168912.5 | 1246840 | 1324767.5 | 1402695 | 1480622.5 | 1558550 | 1636477.5 | 1714405 | 1792332.5 | 1870260 | 1948187.5 | 2026115 | 2104042.5 | 2181970 | 2259897.5 | 2337825
Total baseline solar energy expenditures per year | 939.2 | 21.6 | 21.6 | 21.6 | 21.6 | 21.6 | 21.6 | 21.6 | 21.6 | 21.6 | 21.6 | 21.6 | 21.6 | 21.6 | 21.6 | 21.6 | 21.6 | 21.6 | 21.6 | 21.6 | 21.6 | 21.6 | 21.6 | 21.6 | 21.6 | 21.6 | 21.6 | 21.6 | 21.6 | 21.6 | 21.6
Total baseline solar energy expenditures to date | 939.2 | 960.8 | 982.4 | 1004 | 1025.6 | 1047.2 | 1068.8 | 1090.4 | 1112 | 1133.6 | 1155.2 | 1176.8 | 1198.4 | 1220 | 1241.6 | 1263.2 | 1284.8 | 1306.4 | 1328 | 1349.6 | 1371.2 | 1392.8 | 1414.4 | 1436 | 1457.6 | 1479.2 | 1500.8 | 1522.4 | 1544 | 1565.6 | 1587.2
Total Solar System expenditures over 30 years | 1659.2 | [30 empty] | 1659.2
Average yearly baseline solar energy costs over time | 939.2 | 960.8 | 491.2 | 334.6667 | 256.4 | 209.44 | 178.1333 | 155.7714 | 139 | 125.9556 | 115.52 | 106.9818 | 99.8667 | 93.8462 | 88.6857 | 84.2133 | 80.3 | 76.8471 | 73.7778 | 71.0316 | 68.56 | 66.3238 | 64.2909 | 62.4348 | 60.7333 | 59.168 | 57.7231 | 56.3852 | 55.1429 | 53.9862 | 52.9067
Cost per amp produced to date ($/amp) | 0.012052 | 0.012329 | 0.0063033 | 0.0042946 | 0.0032902 | 0.0026876 | 0.0022859 | 0.0019989 | 0.0017837 | 0.0016163 | 0.0014824 | 0.0013728 | 0.0012815 | 0.0012043 | 0.0011381 | 0.0010807 | 0.0010304 | 0.00098614 | 0.00094675 | 0.00091151 | 0.00087979 | 0.0008511 | 0.00082501 | 0.00080119 | 0.00077936 | 0.00075927 | 0.00074073 | 0.00072356 | 0.00070762 | 0.00069277 | 0.00067892
Baseline Wind Energy Production
1KW residential wind turbine ($) | 575 | 0 | 0 | 0 | 0 | 0 | 0 | 0 | 0 | 0 | 0 | 0 | 0 | 0 | 0 | 0 | 0 | 0 | 0 | 0 | 0 | 0 | 0 | 0 | 0 | 0 | 0 | 0 | 0 | 0 | 0 | 575
Wind charge controller with water heater diversion dump load | 273 | 0 | 0 | 0 | 0 | 0 | 0 | 0 | 0 | 0 | 0 | 0 | 0 | 0 | 0 | 0 | 0 | 0 | 0 | 0 | 0 | 0 | 0 | 0 | 0 | 0 | 0 | 0 | 0 | 0 | 0 | 273
Wind wiring length (Ft) | 75 | 0 | 0 | 0 | 0 | 0 | 0 | 0 | 0 | 0 | 0 | 0 | 0 | 0 | 0 | 0 | 0 | 0 | 0 | 0 | 0 | 0 | 0 | 0 | 0 | 0 | 0 | 0 | 0 | 0 | 0
Wind wiring costs ($) | 75 | 0 | 0 | 0 | 0 | 0 | 0 | 0 | 0 | 0 | 0 | 0 | 0 | 0 | 0 | 0 | 0 | 0 | 0 | 0 | 0 | 0 | 0 | 0 | 0 | 0 | 0 | 0 | 0 | 0 | 0 | 75
Wind system setup labor cost ($) | 458 | 0 | 0 | 0 | 0 | 0 | 0 | 0 | 0 | 0 | 0 | 0 | 0 | 0 | 0 | 0 | 0 | 0 | 0 | 0 | 0 | 0 | 0 | 0 | 0 | 0 | 0 | 0 | 0 | 0 | 0 | 458
Wind maintenance labor ($) | 7.2 | 7.2 | 7.2 | 7.2 | 7.2 | 7.2 | 7.2 | 7.2 | 7.2 | 7.2 | 7.2 | 7.2 | 7.2 | 7.2 | 7.2 | 7.2 | 7.2 | 7.2 | 7.2 | 7.2 | 7.2 | 7.2 | 7.2 | 7.2 | 7.2 | 7.2 | 7.2 | 7.2 | 7.2 | 7.2 | 7.2 | 223.2
Amps produced per hour (amps) | 31 | 31 | 31 | 31 | 31 | 31 | 31 | 31 | 31 | 31 | 31 | 31 | 31 | 31 | 31 | 31 | 31 | 31 | 31 | 31 | 31 | 31 | 31 | 31 | 31 | 31 | 31 | 31 | 31 | 31 | 31
Amps produced per day (amp) | 744 | 744 | 744 | 744 | 744 | 744 | 744 | 744 | 744 | 744 | 744 | 744 | 744 | 744 | 744 | 744 | 744 | 744 | 744 | 744 | 744 | 744 | 744 | 744 | 744 | 744 | 744 | 744 | 744 | 744 | 744
Total amps produced to date (amp) | 271560 | 271560 | 543120 | 814680 | 1086240 | 1357800 | 1629360 | 1900920 | 2172480 | 2444040 | 2715600 | 2987160 | 3258720 | 3530280 | 3801840 | 4073400 | 4344960 | 4616520 | 4888080 | 5159640 | 5431200 | 5702760 | 5974320 | 6245880 | 6517440 | 6789000 | 7060560 | 7332120 | 7603680 | 7875240 | 8146800
Total baseline wind energy expenditures per year | 930.2 | 7.2 | 7.2 | 7.2 | 7.2 | 7.2 | 7.2 | 7.2 | 7.2 | 7.2 | 7.2 | 7.2 | 7.2 | 7.2 | 7.2 | 7.2 | 7.2 | 7.2 | 7.2 | 7.2 | 7.2 | 7.2 | 7.2 | 7.2 | 7.2 | 7.2 | 7.2 | 7.2 | 7.2 | 7.2 | 7.2
Total baseline wind energy expenditures to date | 930.2 | 937.4 | 944.6 | 951.8 | 959 | 966.2 | 973.4 | 980.6 | 987.8 | 995 | 1002.2 | 1009.4 | 1016.6 | 1023.8 | 1031 | 1038.2 | 1045.4 | 1052.6 | 1059.8 | 1067 | 1074.2 | 1081.4 | 1088.6 | 1095.8 | 1103 | 1110.2 | 1117.4 | 1124.6 | 1131.8 | 1139 | 1146.2
Total wind system expenditures over 30 years | 1604.2 | [30 empty] | 1604.2
Average yearly baseline wind energy cost over time | 930.2 | 937.4 | 472.3 | 317.2667 | 239.75 | 193.24 | 162.2333 | 140.0857 | 123.475 | 110.5556 | 100.22 | 91.7636 | 84.7167 | 78.7538 | 73.6429 | 69.2133 | 65.3375 | 61.9176 | 58.8778 | 56.1579 | 53.71 | 51.4952 | 49.4818 | 47.6435 | 45.9583 | 44.408 | 42.9769 | 41.6519 | 40.4214 | 39.2759 | 38.2067
Cost per amp produced to date ($/amp) | 0.0034254 | 0.0034519 | 0.0017392 | 0.0011683 | 0.00088286 | 0.00071159 | 0.00059741 | 0.00051586 | 0.00045469 | 0.00040711 | 0.00036905 | 0.00033791 | 0.00031196 | 0.00029001 | 0.00027118 | 0.00025487 | 0.0002406 | 0.00022801 | 0.00021681 | 0.0002068 | 0.00019778 | 0.00018963 | 0.00018221 | 0.00017544 | 0.00016924 | 0.00016353 | 0.00015826 | 0.00015338 | 0.00014885 | 0.00014463 | 0.00014069
Baseline Lead-Acid Battery Storage System
Battery bank capacity (12V amp-hrs) | 400 | 400 | 400 | 400 | 400 | 400 | 400 | 400 | 400 | 400 | 400 | 400 | 400 | 400 | 400 | 400 | 400 | 400 | 400 | 400 | 400 | 400 | 400 | 400 | 400 | 400 | 400 | 400 | 400 | 400 | 400
Number batteries needed | 4 | 0 | 0 | 4 | 0 | 0 | 4 | 0 | 0 | 4 | 0 | 0 | 4 | 0 | 0 | 4 | 0 | 0 | 4 | 0 | 0 | 4 | 0 | 0 | 4 | 0 | 0 | 4 | 0 | 0 | 4 | 44
Battery bank daily available usage (12V amp-hrs) | 200 | 200 | 200 | 200 | 200 | 200 | 200 | 200 | 200 | 200 | 200 | 200 | 200 | 200 | 200 | 200 | 200 | 200 | 200 | 200 | 200 | 200 | 200 | 200 | 200 | 200 | 200 | 200 | 200 | 200 | 200
Battery bank cost lead acid ($) | 508 | 0 | 0 | 508 | 0 | 0 | 508 | 0 | 0 | 508 | 0 | 0 | 508 | 0 | 0 | 508 | 0 | 0 | 508 | 0 | 0 | 508 | 0 | 0 | 508 | 0 | 0 | 508 | 0 | 0 | 508 | 5588
Battery bank wiring length (ft) | 20 | 0 | 0 | 0 | 0 | 0 | 0 | 0 | 0 | 0 | 0 | 0 | 0 | 0 | 0 | 0 | 0 | 0 | 0 | 0 | 0 | 0 | 0 | 0 | 0 | 0 | 0 | 0 | 0 | 0 | 0
Battery Bank wiring cost ($) | 55 | 0 | 0 | 0 | 0 | 0 | 0 | 0 | 0 | 0 | 0 | 0 | 0 | 0 | 0 | 0 | 0 | 0 | 0 | 0 | 0 | 0 | 0 | 0 | 0 | 0 | 0 | 0 | 0 | 0 | 0 | 55
Battery system setup labor cost ($) | 48 | 0 | 0 | 0 | 0 | 0 | 0 | 0 | 0 | 0 | 0 | 0 | 0 | 0 | 0 | 0 | 0 | 0 | 0 | 0 | 0 | 0 | 0 | 0 | 0 | 0 | 0 | 0 | 0 | 0 | 0 | 48
Battery maintenance Labor ($) | 288 | 288 | 288 | 288 | 288 | 288 | 288 | 288 | 288 | 288 | 288 | 288 | 288 | 288 | 288 | 288 | 288 | 288 | 288 | 288 | 288 | 288 | 288 | 288 | 288 | 288 | 288 | 288 | 288 | 288 | 288 | 8928
Battery maintenance supplies ($) | 25 | 25 | 25 | 25 | 25 | 25 | 25 | 25 | 25 | 25 | 25 | 25 | 25 | 25 | 25 | 25 | 25 | 25 | 25 | 25 | 25 | 25 | 25 | 25 | 25 | 25 | 25 | 25 | 25 | 25 | 25 | 775
Total amps produced to date (amp) | 73000 | 73000 | 146000 | 219000 | 292000 | 365000 | 438000 | 511000 | 584000 | 657000 | 730000 | 803000 | 876000 | 949000 | 1022000 | 1095000 | 1168000 | 1241000 | 1314000 | 1387000 | 1460000 | 1533000 | 1606000 | 1679000 | 1752000 | 1825000 | 1898000 | 1971000 | 2044000 | 2117000 | 2190000
Total baseline lead-acid battery storage expenditures per year | 876 | 313 | 313 | 821 | 313 | 313 | 821 | 313 | 313 | 821 | 313 | 313 | 821 | 313 | 313 | 821 | 313 | 313 | 821 | 313 | 313 | 821 | 313 | 313 | 821 | 313 | 313 | 821 | 313 | 313 | 821
Total baseline lead-acid battery storage expenditgures to date | 876 | 1189 | 1502 | 2323 | 2636 | 2949 | 3770 | 4083 | 4396 | 5217 | 5530 | 5843 | 6664 | 6977 | 7290 | 8111 | 8424 | 8737 | 9558 | 9871 | 10184 | 11005 | 11318 | 11631 | 12452 | 12765 | 13078 | 13899 | 14212 | 14525 | 15346
Total lead-acid battery storage system expenditures over 30 years | 15394 | [30 empty] | 15394
Average yearly baseline lead-acid battery storage sytem cost over time | 876 | 1189 | 751 | 774.3333 | 659 | 589.8 | 628.3333 | 583.2857 | 549.5 | 579.6667 | 553 | 531.1818 | 555.3333 | 536.6923 | 520.7143 | 540.7333 | 526.5 | 513.9412 | 531 | 519.5263 | 509.2 | 524.0476 | 514.4545 | 505.6957 | 518.8333 | 510.6 | 503 | 514.7778 | 507.5714 | 500.8621 | 511.5333
Cost per amp produced to date ($/amp) | 0.012 | 0.016288 | 0.010288 | 0.010607 | 0.0090274 | 0.0080795 | 0.0086073 | 0.0079902 | 0.0075274 | 0.0079406 | 0.0075753 | 0.0072765 | 0.0076073 | 0.0073519 | 0.0071331 | 0.0074073 | 0.0072123 | 0.0070403 | 0.007274 | 0.0071168 | 0.0069753 | 0.0071787 | 0.0070473 | 0.0069273 | 0.0071073 | 0.0069945 | 0.0068904 | 0.0070518 | 0.006953 | 0.0068611 | 0.0070073
Baseline Cost of Energy Production
Solar energy production cost over 30 years ($/12V-amps available per day) | 7.7714
Wind energy production cost over 30 years ($/12V-amps available per day) | 2.1562
Lead acid battery energy storage production cost over 30 years ($/12V-amps available per day) | 76.97
Baseline Lead-Acid Battery 3 Days of Autonomy
Days of autonomy | 3 | 3 | 3 | 3 | 3 | 3 | 3 | 3 | 3 | 3 | 3 | 3 | 3 | 3 | 3 | 3 | 3 | 3 | 3 | 3 | 3 | 3 | 3 | 3 | 3 | 3 | 3 | 3 | 3 | 3 | 3
Battery bank capacity (12V amp-hrs) | 1200 | 1200 | 1200 | 1200 | 1200 | 1200 | 1200 | 1200 | 1200 | 1200 | 1200 | 1200 | 1200 | 1200 | 1200 | 1200 | 1200 | 1200 | 1200 | 1200 | 1200 | 1200 | 1200 | 1200 | 1200 | 1200 | 1200 | 1200 | 1200 | 1200 | 1200
Number batteries needed | 12 | 0 | 0 | 12 | 0 | 0 | 12 | 0 | 0 | 12 | 0 | 0 | 12 | 0 | 0 | 12 | 0 | 0 | 12 | 0 | 0 | 12 | 0 | 0 | 12 | 0 | 0 | 12 | 0 | 0 | 12 | 132
Amps available per autonomous time period (amps) | 600 | 600 | 600 | 600 | 600 | 600 | 600 | 600 | 600 | 600 | 600 | 600 | 600 | 600 | 600 | 600 | 600 | 600 | 600 | 600 | 600 | 600 | 600 | 600 | 600 | 600 | 600 | 600 | 600 | 600 | 600
Battery bank cost lead acid ($) | 1164 | 0 | 0 | 1164 | 0 | 0 | 1164 | 0 | 0 | 1164 | 0 | 0 | 1164 | 0 | 0 | 1164 | 0 | 0 | 1164 | 0 | 0 | 1164 | 0 | 0 | 1164 | 0 | 0 | 1164 | 0 | 0 | 1164 | 12804
Battery bank wiring length (ft) | 60 | 0 | 0 | 0 | 0 | 0 | 0 | 0 | 0 | 0 | 0 | 0 | 0 | 0 | 0 | 0 | 0 | 0 | 0 | 0 | 0 | 0 | 0 | 0 | 0 | 0 | 0 | 0 | 0 | 0 | 0
Wiring cost ($) | 165 | 0 | 0 | 0 | 0 | 0 | 0 | 0 | 0 | 0 | 0 | 0 | 0 | 0 | 0 | 0 | 0 | 0 | 0 | 0 | 0 | 0 | 0 | 0 | 0 | 0 | 0 | 0 | 0 | 0 | 0 | 165
Battery system setup labor cost ($) | 72 | 0 | 0 | 0 | 0 | 0 | 0 | 0 | 0 | 0 | 0 | 0 | 0 | 0 | 0 | 0 | 0 | 0 | 0 | 0 | 0 | 0 | 0 | 0 | 0 | 0 | 0 | 0 | 0 | 0 | 0 | 48
Battery maintenance Labor ($) | 576 | 576 | 576 | 576 | 576 | 576 | 576 | 576 | 576 | 576 | 576 | 576 | 576 | 576 | 576 | 576 | 576 | 576 | 576 | 576 | 576 | 576 | 576 | 576 | 576 | 576 | 576 | 576 | 576 | 576 | 576 | 17856
Battery maintenance supplies ($) | 25 | 25 | 25 | 25 | 25 | 25 | 25 | 25 | 25 | 25 | 25 | 25 | 25 | 25 | 25 | 25 | 25 | 25 | 25 | 25 | 25 | 25 | 25 | 25 | 25 | 25 | 25 | 25 | 25 | 25 | 25 | 775
Total amps produced to date (amp) | 600 | 600 | 1200 | 1800 | 2400 | 3000 | 3600 | 4200 | 4800 | 5400 | 6000 | 6600 | 7200 | 7800 | 8400 | 9000 | 9600 | 10200 | 10800 | 11400 | 12000 | 12600 | 13200 | 13800 | 14400 | 15000 | 15600 | 16200 | 16800 | 17400 | 18000
Total baseline lead-acid battery storage expenditures per year | 1426 | 25 | 25 | 1189 | 25 | 25 | 1189 | 25 | 25 | 1189 | 25 | 25 | 1189 | 25 | 25 | 1189 | 25 | 25 | 1189 | 25 | 25 | 1189 | 25 | 25 | 1189 | 25 | 25 | 1189 | 25 | 25 | 1189
Total baseline lead-acid battery storage expenditgures to date | 1426 | 1451 | 1476 | 2665 | 2690 | 2715 | 3904 | 3929 | 3954 | 5143 | 5168 | 5193 | 6382 | 6407 | 6432 | 7621 | 7646 | 7671 | 8860 | 8885 | 8910 | 10099 | 10124 | 10149 | 11338 | 11363 | 11388 | 12577 | 12602 | 12627 | 13816
Total lead-acid battery storage system expenditures over 30 years | 31648 | [30 empty] | 31648
Average yearly baseline lead-acid battery storage sytem cost averaged over time | 1426 | 1451 | 738 | 888.3333 | 672.5 | 543 | 650.6667 | 561.2857 | 494.25 | 571.4444 | 516.8 | 472.0909 | 531.8333 | 492.8462 | 459.4286 | 508.0667 | 477.875 | 451.2353 | 492.2222 | 467.6316 | 445.5 | 480.9048 | 460.1818 | 441.2609 | 472.4167 | 454.52 | 438 | 465.8148 | 450.0714 | 435.4138 | 460.5333
Cost per amp produced to date ($/amp) | 2.3767 | 2.4183 | 1.23 | 1.4806 | 1.1208 | 0.905 | 1.0844 | 0.93548 | 0.82375 | 0.95241 | 0.86133 | 0.78682 | 0.88639 | 0.82141 | 0.76571 | 0.84678 | 0.79646 | 0.75206 | 0.82037 | 0.77939 | 0.7425 | 0.80151 | 0.76697 | 0.73543 | 0.78736 | 0.75753 | 0.73 | 0.77636 | 0.75012 | 0.72569 | 0.76756
Baseline Cost of Energy Production 3 Days of Autonomy
Lead acid battery energy storage production cost ($/12V-amps available per day) | 52.7467
Baseline Lead-Acid Battery 5 Days of Autonomy
Days of autonomy | 5 | 5 | 5 | 5 | 5 | 5 | 5 | 5 | 5 | 5 | 5 | 5 | 5 | 5 | 5 | 5 | 5 | 5 | 5 | 5 | 5 | 5 | 5 | 5 | 5 | 5 | 5 | 5 | 5 | 5 | 5
Battery bank capacity (12V amp-hrs) | 2000 | 2000 | 2000 | 2000 | 2000 | 2000 | 2000 | 2000 | 2000 | 2000 | 2000 | 2000 | 2000 | 2000 | 2000 | 2000 | 2000 | 2000 | 2000 | 2000 | 2000 | 2000 | 2000 | 2000 | 2000 | 2000 | 2000 | 2000 | 2000 | 2000 | 2000
Number batteries needed | 19 | 0 | 0 | 19 | 0 | 0 | 19 | 0 | 0 | 19 | 0 | 0 | 19 | 0 | 0 | 19 | 0 | 0 | 19 | 0 | 0 | 19 | 0 | 0 | 19 | 0 | 0 | 19 | 0 | 0 | 19 | 209
Amp/hrs available per autonomous time period (12V amp-hrs) | 1000 | 1000 | 1000 | 1000 | 1000 | 1000 | 1000 | 1000 | 1000 | 1000 | 1000 | 1000 | 1000 | 1000 | 1000 | 1000 | 1000 | 1000 | 1000 | 1000 | 1000 | 1000 | 1000 | 1000 | 1000 | 1000 | 1000 | 1000 | 1000 | 1000 | 1000
Battery cost lead acid ($) | 1843 | 0 | 0 | 1843 | 0 | 0 | 1843 | 0 | 0 | 1843 | 0 | 0 | 1843 | 0 | 0 | 1843 | 0 | 0 | 1843 | 0 | 0 | 1843 | 0 | 0 | 1843 | 0 | 0 | 1843 | 0 | 0 | 1843 | 20273
Battery bank wiring length (ft) | 95 | 0 | 0 | 0 | 0 | 0 | 0 | 0 | 0 | 0 | 0 | 0 | 0 | 0 | 0 | 0 | 0 | 0 | 0 | 0 | 0 | 0 | 0 | 0 | 0 | 0 | 0 | 0 | 0 | 0 | 0
Wiring cost ($) | 261.25 | 0 | 0 | 0 | 0 | 0 | 0 | 0 | 0 | 0 | 0 | 0 | 0 | 0 | 0 | 0 | 0 | 0 | 0 | 0 | 0 | 0 | 0 | 0 | 0 | 0 | 0 | 0 | 0 | 0 | 0 | 261.25
Battery system setup labor cost ($) | 96 | 0 | 0 | 0 | 0 | 0 | 0 | 0 | 0 | 0 | 0 | 0 | 0 | 0 | 0 | 0 | 0 | 0 | 0 | 0 | 0 | 0 | 0 | 0 | 0 | 0 | 0 | 0 | 0 | 0 | 0 | 48
Battery maintenance Labor ($) | 864 | 864 | 864 | 864 | 864 | 864 | 864 | 864 | 864 | 864 | 864 | 864 | 864 | 864 | 864 | 864 | 864 | 864 | 864 | 864 | 864 | 864 | 864 | 864 | 864 | 864 | 864 | 864 | 864 | 864 | 864 | 26784
Battery maintenance supplies ($) | 25 | 25 | 25 | 25 | 25 | 25 | 25 | 25 | 25 | 25 | 25 | 25 | 25 | 25 | 25 | 25 | 25 | 25 | 25 | 25 | 25 | 25 | 25 | 25 | 25 | 25 | 25 | 25 | 25 | 25 | 25 | 775
Total amp produce to date (amp) | 1000 | 1000 | 2000 | 3000 | 4000 | 5000 | 6000 | 7000 | 8000 | 9000 | 10000 | 11000 | 12000 | 13000 | 14000 | 15000 | 16000 | 17000 | 18000 | 19000 | 20000 | 21000 | 22000 | 23000 | 24000 | 25000 | 26000 | 27000 | 28000 | 29000 | 30000
Total baseline lead-acid battery storage expenditures per year | 2225.25 | 25 | 25 | 1868 | 25 | 25 | 1868 | 25 | 25 | 1868 | 25 | 25 | 1868 | 25 | 25 | 1868 | 25 | 25 | 1868 | 25 | 25 | 1868 | 25 | 25 | 1868 | 25 | 25 | 1868 | 25 | 25 | 1868
Total baseline lead-acid battery storage expenditgures to date | 2225.25 | 2250.25 | 2275.25 | 4143.25 | 4168.25 | 4193.25 | 6061.25 | 6086.25 | 6111.25 | 7979.25 | 8004.25 | 8029.25 | 9897.25 | 9922.25 | 9947.25 | 11815.25 | 11840.25 | 11865.25 | 13733.25 | 13758.25 | 13783.25 | 15651.25 | 15676.25 | 15701.25 | 17569.25 | 17594.25 | 17619.25 | 19487.25 | 19512.25 | 19537.25 | 21405.25
Total lead-acid battery storage system expenditures over 30 years | 48141.25 | [30 empty] | 48141.25
Average yearly baseline lead-acid battery storage sytem cost over time | 2225.25 | 2250.25 | 1137.625 | 1381.0833 | 1042.0625 | 838.65 | 1010.2083 | 869.4643 | 763.9062 | 886.5833 | 800.425 | 729.9318 | 824.7708 | 763.25 | 710.5179 | 787.6833 | 740.0156 | 697.9559 | 762.9583 | 724.1184 | 689.1625 | 745.2976 | 712.5568 | 682.663 | 732.0521 | 703.77 | 677.6635 | 721.75 | 696.8661 | 673.6983 | 713.5083
Cost per amp produced to date ($/amp) | 2.2252 | 2.2502 | 1.1376 | 1.3811 | 1.0421 | 0.83865 | 1.0102 | 0.86946 | 0.76391 | 0.88658 | 0.80043 | 0.72993 | 0.82477 | 0.76325 | 0.71052 | 0.78768 | 0.74002 | 0.69796 | 0.76296 | 0.72412 | 0.68916 | 0.7453 | 0.71256 | 0.68266 | 0.73205 | 0.70377 | 0.67766 | 0.72175 | 0.69687 | 0.6737 | 0.71351
Baseline Lead-Acid Battery Cost of Energy Production 5 Days of Autonomy
Lead acid battery energy storage production cost ($/12V-amps available per day) | 48.1412

## Lithium-Ion Battery Storage
| 2018 | 2019 | 2020 | 2021 | 2022 | 2023 | 2024 | 2025 | 2026 | 2027 | 2028 | 2029 | 2030 | 2031 | 2032 | 2033 | 2034 | 2035 | 2036 | 2037 | 2038 | 2039 | 2040 | 2041 | 2042 | 2043 | 2044 | 2045 | 2046 | 2047 | 2049 | Total
Year | 0 | 1 | 2 | 3 | 4 | 5 | 6 | 7 | 8 | 9 | 10 | 11 | 12 | 13 | 14 | 15 | 16 | 17 | 18 | 19 | 20 | 21 | 22 | 23 | 24 | 25 | 26 | 27 | 28 | 29 | 30
Baseline Site Requirements
Daily power needs (12V amp-hrs) | 200 | 200 | 200 | 200 | 200 | 200 | 200 | 200 | 200 | 200 | 200 | 200 | 200 | 200 | 200 | 200 | 200 | 200 | 200 | 200 | 200 | 200 | 200 | 200 | 200 | 200 | 200 | 200 | 200 | 200 | 200
Peak sun-hours (hrs) | 5 | 5 | 5 | 5 | 5 | 5 | 5 | 5 | 5 | 5 | 5 | 5 | 5 | 5 | 5 | 5 | 5 | 5 | 5 | 5 | 5 | 5 | 5 | 5 | 5 | 5 | 5 | 5 | 5 | 5 | 5
Average daily wind speed (mph) | 6 | 6 | 6 | 6 | 6 | 6 | 6 | 6 | 6 | 6 | 6 | 6 | 6 | 6 | 6 | 6 | 6 | 6 | 6 | 6 | 6 | 6 | 6 | 6 | 6 | 6 | 6 | 6 | 6 | 6 | 6
Baseline Solar Energy Production
Solar panel requirements (# of 12V (100 watt / 6.1 amp) panels) | 7 | 0 | 0 | 0 | 0 | 0 | 0 | 0 | 0 | 0 | 0 | 0 | 0 | 0 | 0 | 0 | 0 | 0 | 0 | 0 | 0 | 0 | 0 | 0 | 0 | 0 | 0 | 0 | 0 | 0 | 0
Individual solar panel costs ($) | 110 | 0 | 0 | 0 | 0 | 0 | 0 | 0 | 0 | 0 | 0 | 0 | 0 | 0 | 0 | 0 | 0 | 0 | 0 | 0 | 0 | 0 | 0 | 0 | 0 | 0 | 0 | 0 | 0 | 0 | 0
Total solar panel cost ($) | 770 | 0 | 0 | 0 | 0 | 0 | 0 | 0 | 0 | 0 | 0 | 0 | 0 | 0 | 0 | 0 | 0 | 0 | 0 | 0 | 0 | 0 | 0 | 0 | 0 | 0 | 0 | 0 | 0 | 0 | 0 | 770
Solar charge controller ($) | 135 | 0 | 0 | 0 | 0 | 0 | 0 | 0 | 0 | 0 | 0 | 0 | 0 | 0 | 0 | 0 | 0 | 0 | 0 | 0 | 0 | 0 | 0 | 0 | 0 | 0 | 0 | 0 | 0 | 0 | 0 | 135
Solar wiring length (ft) | 42 | 0 | 0 | 0 | 0 | 0 | 0 | 0 | 0 | 0 | 0 | 0 | 0 | 0 | 0 | 0 | 0 | 0 | 0 | 0 | 0 | 0 | 0 | 0 | 0 | 0 | 0 | 0 | 0 | 0 | 0
Solar wiring cost ($) | 12.6 | 0 | 0 | 0 | 0 | 0 | 0 | 0 | 0 | 0 | 0 | 0 | 0 | 0 | 0 | 0 | 0 | 0 | 0 | 0 | 0 | 0 | 0 | 0 | 0 | 0 | 0 | 0 | 0 | 0 | 0 | 12.6
Solar system setup labor cost ($) | 72 | 0 | 0 | 0 | 0 | 0 | 0 | 0 | 0 | 0 | 0 | 0 | 0 | 0 | 0 | 0 | 0 | 0 | 0 | 0 | 0 | 0 | 0 | 0 | 0 | 0 | 0 | 0 | 0 | 0 | 0 | 72
Solar maintenance labor ($) | 21.6 | 21.6 | 21.6 | 21.6 | 21.6 | 21.6 | 21.6 | 21.6 | 21.6 | 21.6 | 21.6 | 21.6 | 21.6 | 21.6 | 21.6 | 21.6 | 21.6 | 21.6 | 21.6 | 21.6 | 21.6 | 21.6 | 21.6 | 21.6 | 21.6 | 21.6 | 21.6 | 21.6 | 21.6 | 21.6 | 21.6 | 669.6
Amps produced per hour | 42.7 | 42.7 | 42.7 | 42.7 | 42.7 | 42.7 | 42.7 | 42.7 | 42.7 | 42.7 | 42.7 | 42.7 | 42.7 | 42.7 | 42.7 | 42.7 | 42.7 | 42.7 | 42.7 | 42.7 | 42.7 | 42.7 | 42.7 | 42.7 | 42.7 | 42.7 | 42.7 | 42.7 | 42.7 | 42.7 | 42.7
Amps produced per day | 213.5 | 213.5 | 213.5 | 213.5 | 213.5 | 213.5 | 213.5 | 213.5 | 213.5 | 213.5 | 213.5 | 213.5 | 213.5 | 213.5 | 213.5 | 213.5 | 213.5 | 213.5 | 213.5 | 213.5 | 213.5 | 213.5 | 213.5 | 213.5 | 213.5 | 213.5 | 213.5 | 213.5 | 213.5 | 213.5 | 213.5
Total amps produce to date | 77927.5 | 77927.5 | 155855 | 233782.5 | 311710 | 389637.5 | 467565 | 545492.5 | 623420 | 701347.5 | 779275 | 857202.5 | 935130 | 1013057.5 | 1090985 | 1168912.5 | 1246840 | 1324767.5 | 1402695 | 1480622.5 | 1558550 | 1636477.5 | 1714405 | 1792332.5 | 1870260 | 1948187.5 | 2026115 | 2104042.5 | 2181970 | 2259897.5 | 2337825
Total baseline solar energy expenditures per year | 939.2 | 21.6 | 21.6 | 21.6 | 21.6 | 21.6 | 21.6 | 21.6 | 21.6 | 21.6 | 21.6 | 21.6 | 21.6 | 21.6 | 21.6 | 21.6 | 21.6 | 21.6 | 21.6 | 21.6 | 21.6 | 21.6 | 21.6 | 21.6 | 21.6 | 21.6 | 21.6 | 21.6 | 21.6 | 21.6 | 21.6
Total baseline solar energy expenditures to date | 939.2 | 960.8 | 982.4 | 1004 | 1025.6 | 1047.2 | 1068.8 | 1090.4 | 1112 | 1133.6 | 1155.2 | 1176.8 | 1198.4 | 1220 | 1241.6 | 1263.2 | 1284.8 | 1306.4 | 1328 | 1349.6 | 1371.2 | 1392.8 | 1414.4 | 1436 | 1457.6 | 1479.2 | 1500.8 | 1522.4 | 1544 | 1565.6 | 1587.2
Total Solar System expenditures over 30 years | 1659.2 | [30 empty] | 1659.2
Average yearly baseline solar energy costs over time | 939.2 | 960.8 | 491.2 | 334.6667 | 256.4 | 209.44 | 178.1333 | 155.7714 | 139 | 125.9556 | 115.52 | 106.9818 | 99.8667 | 93.8462 | 88.6857 | 84.2133 | 80.3 | 76.8471 | 73.7778 | 71.0316 | 68.56 | 66.3238 | 64.2909 | 62.4348 | 60.7333 | 59.168 | 57.7231 | 56.3852 | 55.1429 | 53.9862 | 52.9067
Cost per amp produced to date ($/amp) | 0.012052 | 0.012329 | 0.0063033 | 0.0042946 | 0.0032902 | 0.0026876 | 0.0022859 | 0.0019989 | 0.0017837 | 0.0016163 | 0.0014824 | 0.0013728 | 0.0012815 | 0.0012043 | 0.0011381 | 0.0010807 | 0.0010304 | 0.00098614 | 0.00094675 | 0.00091151 | 0.00087979 | 0.0008511 | 0.00082501 | 0.00080119 | 0.00077936 | 0.00075927 | 0.00074073 | 0.00072356 | 0.00070762 | 0.00069277 | 0.00067892
Baseline Wind Energy Production
1KW residential wind turbine ($) | 575 | 0 | 0 | 0 | 0 | 0 | 0 | 0 | 0 | 0 | 0 | 0 | 0 | 0 | 0 | 0 | 0 | 0 | 0 | 0 | 0 | 0 | 0 | 0 | 0 | 0 | 0 | 0 | 0 | 0 | 0 | 575
Wind charge controller with water heater diversion dump load | 273 | 0 | 0 | 0 | 0 | 0 | 0 | 0 | 0 | 0 | 0 | 0 | 0 | 0 | 0 | 0 | 0 | 0 | 0 | 0 | 0 | 0 | 0 | 0 | 0 | 0 | 0 | 0 | 0 | 0 | 0 | 273
Wind wiring length (Ft) | 75 | 0 | 0 | 0 | 0 | 0 | 0 | 0 | 0 | 0 | 0 | 0 | 0 | 0 | 0 | 0 | 0 | 0 | 0 | 0 | 0 | 0 | 0 | 0 | 0 | 0 | 0 | 0 | 0 | 0 | 0
Wind wiring costs ($) | 75 | 0 | 0 | 0 | 0 | 0 | 0 | 0 | 0 | 0 | 0 | 0 | 0 | 0 | 0 | 0 | 0 | 0 | 0 | 0 | 0 | 0 | 0 | 0 | 0 | 0 | 0 | 0 | 0 | 0 | 0 | 75
Wind system setup labor cost ($) | 458 | 0 | 0 | 0 | 0 | 0 | 0 | 0 | 0 | 0 | 0 | 0 | 0 | 0 | 0 | 0 | 0 | 0 | 0 | 0 | 0 | 0 | 0 | 0 | 0 | 0 | 0 | 0 | 0 | 0 | 0 | 458
Wind maintenance labor ($) | 7.2 | 7.2 | 7.2 | 7.2 | 7.2 | 7.2 | 7.2 | 7.2 | 7.2 | 7.2 | 7.2 | 7.2 | 7.2 | 7.2 | 7.2 | 7.2 | 7.2 | 7.2 | 7.2 | 7.2 | 7.2 | 7.2 | 7.2 | 7.2 | 7.2 | 7.2 | 7.2 | 7.2 | 7.2 | 7.2 | 7.2 | 223.2
Amps produced per hour (amps) | 31 | 31 | 31 | 31 | 31 | 31 | 31 | 31 | 31 | 31 | 31 | 31 | 31 | 31 | 31 | 31 | 31 | 31 | 31 | 31 | 31 | 31 | 31 | 31 | 31 | 31 | 31 | 31 | 31 | 31 | 31
Amps produced per day (amp) | 744 | 744 | 744 | 744 | 744 | 744 | 744 | 744 | 744 | 744 | 744 | 744 | 744 | 744 | 744 | 744 | 744 | 744 | 744 | 744 | 744 | 744 | 744 | 744 | 744 | 744 | 744 | 744 | 744 | 744 | 744
Total amps produced to date (amp) | 271560 | 271560 | 543120 | 814680 | 1086240 | 1357800 | 1629360 | 1900920 | 2172480 | 2444040 | 2715600 | 2987160 | 3258720 | 3530280 | 3801840 | 4073400 | 4344960 | 4616520 | 4888080 | 5159640 | 5431200 | 5702760 | 5974320 | 6245880 | 6517440 | 6789000 | 7060560 | 7332120 | 7603680 | 7875240 | 8146800
Total baseline wind energy expenditures per year | 930.2 | 7.2 | 7.2 | 7.2 | 7.2 | 7.2 | 7.2 | 7.2 | 7.2 | 7.2 | 7.2 | 7.2 | 7.2 | 7.2 | 7.2 | 7.2 | 7.2 | 7.2 | 7.2 | 7.2 | 7.2 | 7.2 | 7.2 | 7.2 | 7.2 | 7.2 | 7.2 | 7.2 | 7.2 | 7.2 | 7.2
Total baseline wind energy expenditures to date | 930.2 | 937.4 | 944.6 | 951.8 | 959 | 966.2 | 973.4 | 980.6 | 987.8 | 995 | 1002.2 | 1009.4 | 1016.6 | 1023.8 | 1031 | 1038.2 | 1045.4 | 1052.6 | 1059.8 | 1067 | 1074.2 | 1081.4 | 1088.6 | 1095.8 | 1103 | 1110.2 | 1117.4 | 1124.6 | 1131.8 | 1139 | 1146.2
Total wind system expenditures over 30 years | 1604.2 | [30 empty] | 1604.2
Average yearly baseline wind energy cost over time | 930.2 | 937.4 | 472.3 | 317.2667 | 239.75 | 193.24 | 162.2333 | 140.0857 | 123.475 | 110.5556 | 100.22 | 91.7636 | 84.7167 | 78.7538 | 73.6429 | 69.2133 | 65.3375 | 61.9176 | 58.8778 | 56.1579 | 53.71 | 51.4952 | 49.4818 | 47.6435 | 45.9583 | 44.408 | 42.9769 | 41.6519 | 40.4214 | 39.2759 | 38.2067
Cost per amp produced to date ($/amp) | 0.0034254 | 0.0034519 | 0.0017392 | 0.0011683 | 0.00088286 | 0.00071159 | 0.00059741 | 0.00051586 | 0.00045469 | 0.00040711 | 0.00036905 | 0.00033791 | 0.00031196 | 0.00029001 | 0.00027118 | 0.00025487 | 0.0002406 | 0.00022801 | 0.00021681 | 0.0002068 | 0.00019778 | 0.00018963 | 0.00018221 | 0.00017544 | 0.00016924 | 0.00016353 | 0.00015826 | 0.00015338 | 0.00014885 | 0.00014463 | 0.00014069
Lithium-Ion Battery Storage System
Battery bank capacity (12V amp-hrs) | 200 | 200 | 200 | 200 | 200 | 200 | 200 | 200 | 200 | 200 | 200 | 200 | 200 | 200 | 200 | 200 | 200 | 200 | 200 | 200 | 200 | 200 | 200 | 200 | 200 | 200 | 200 | 200 | 200 | 200 | 200
Number batteries needed | 2 | 0 | 0 | 0 | 0 | 0 | 0 | 0 | 0 | 0 | 0 | 0 | 0 | 0 | 0 | 0 | 2 | 0 | 0 | 0 | 0 | 0 | 0 | 0 | 0 | 0 | 0 | 0 | 0 | 0 | 0
Battery bank daily available usage (12V amp-hrs) | 200 | 200 | 200 | 200 | 200 | 200 | 200 | 200 | 200 | 200 | 200 | 200 | 200 | 200 | 200 | 200 | 200 | 200 | 200 | 200 | 200 | 200 | 200 | 200 | 200 | 200 | 200 | 200 | 200 | 200 | 200
Battery bank cost lead acid ($) | 2108 | 0 | 0 | 0 | 0 | 0 | 0 | 0 | 0 | 0 | 0 | 0 | 0 | 0 | 0 | 0 | 2108 | 0 | 0 | 0 | 0 | 0 | 0 | 0 | 0 | 0 | 0 | 0 | 0 | 0 | 0 | 4216
Battery bank wiring length (ft) | 4 | 0 | 0 | 0 | 0 | 0 | 0 | 0 | 0 | 0 | 0 | 0 | 0 | 0 | 0 | 0 | 0 | 0 | 0 | 0 | 0 | 0 | 0 | 0 | 0 | 0 | 0 | 0 | 0 | 0 | 0
Battery Bank wiring cost ($) | 11 | 0 | 0 | 0 | 0 | 0 | 0 | 0 | 0 | 0 | 0 | 0 | 0 | 0 | 0 | 0 | 0 | 0 | 0 | 0 | 0 | 0 | 0 | 0 | 0 | 0 | 0 | 0 | 0 | 0 | 0 | 11
Battery system setup labor cost ($) | 24 | 0 | 0 | 0 | 0 | 0 | 0 | 0 | 0 | 0 | 0 | 0 | 0 | 0 | 0 | 0 | 0 | 0 | 0 | 0 | 0 | 0 | 0 | 0 | 0 | 0 | 0 | 0 | 0 | 0 | 0 | 24
Battery maintenance Labor ($) | 0 | 0 | 0 | 0 | 0 | 0 | 0 | 0 | 0 | 0 | 0 | 0 | 0 | 0 | 0 | 0 | 0 | 0 | 0 | 0 | 0 | 0 | 0 | 0 | 0 | 0 | 0 | 0 | 0 | 0 | 0 | 0
Battery maintenance supplies ($) | 0 | 0 | 0 | 0 | 0 | 0 | 0 | 0 | 0 | 0 | 0 | 0 | 0 | 0 | 0 | 0 | 0 | 0 | 0 | 0 | 0 | 0 | 0 | 0 | 0 | 0 | 0 | 0 | 0 | 0 | 0 | 0
Total amps produced to date (amp) | 73000 | 73000 | 146000 | 219000 | 292000 | 365000 | 438000 | 511000 | 584000 | 657000 | 730000 | 803000 | 876000 | 949000 | 1022000 | 1095000 | 1168000 | 1241000 | 1314000 | 1387000 | 1460000 | 1533000 | 1606000 | 1679000 | 1752000 | 1825000 | 1898000 | 1971000 | 2044000 | 2117000 | 2190000
Total baseline lithium-ion battery storage expenditures per year | 2119 | 0 | 0 | 0 | 0 | 0 | 0 | 0 | 0 | 0 | 0 | 0 | 0 | 0 | 0 | 0 | 2108 | 0 | 0 | 0 | 0 | 0 | 0 | 0 | 0 | 0 | 0 | 0 | 0 | 0 | 0
Total baseline lithium battery storage expenditgures to date | 2119 | 2119 | 2119 | 2119 | 2119 | 2119 | 2119 | 2119 | 2119 | 2119 | 2119 | 2119 | 2119 | 2119 | 2119 | 2119 | 4227 | 4227 | 4227 | 4227 | 4227 | 4227 | 4227 | 4227 | 4227 | 4227 | 4227 | 4227 | 4227 | 4227 | 4227
Total lithium-ion battery storage system expenditures over 30 years | 4251 | [30 empty] | 4251
Average yearly baseline lithium-ion battery storage sytem cost over time | 2119 | 2119 | 1059.5 | 706.3333 | 529.75 | 423.8 | 353.1667 | 302.7143 | 264.875 | 235.4444 | 211.9 | 192.6364 | 176.5833 | 163 | 151.3571 | 141.2667 | 264.1875 | 248.6471 | 234.8333 | 222.4737 | 211.35 | 201.2857 | 192.1364 | 183.7826 | 176.125 | 169.08 | 162.5769 | 156.5556 | 150.9643 | 145.7586 | 140.9
Cost per amp produced to date ($/amp) | 0.029027 | 0.029027 | 0.014514 | 0.0096758 | 0.0072568 | 0.0058055 | 0.0048379 | 0.0041468 | 0.0036284 | 0.0032253 | 0.0029027 | 0.0026389 | 0.0024189 | 0.0022329 | 0.0020734 | 0.0019352 | 0.003619 | 0.0034061 | 0.0032169 | 0.0030476 | 0.0028952 | 0.0027573 | 0.002632 | 0.0025176 | 0.0024127 | 0.0023162 | 0.0022271 | 0.0021446 | 0.002068 | 0.0019967 | 0.0019301
Lithium-Ion Battery Cost of Energy Production
Solar energy production cost over 30 years ($/12V-amps available per day) | 7.7714
Wind energy production cost over 30 years ($/12V-amps available per day) | 2.1562
Lithium-ion battery energy storage production cost over 30 years ($/12V-amps available per day) | 21.255
Lithium-Ion Battery 3 Days of Autonomy
Days of autonomy | 3 | 3 | 3 | 3 | 3 | 3 | 3 | 3 | 3 | 3 | 3 | 3 | 3 | 3 | 3 | 3 | 3 | 3 | 3 | 3 | 3 | 3 | 3 | 3 | 3 | 3 | 3 | 3 | 3 | 3 | 3
Battery bank capacity (12V amp-hrs) | 600 | 600 | 600 | 600 | 600 | 600 | 600 | 600 | 600 | 600 | 600 | 600 | 600 | 600 | 600 | 600 | 600 | 600 | 600 | 600 | 600 | 600 | 600 | 600 | 600 | 600 | 600 | 600 | 600 | 600 | 600
Number batteries needed | 6 | 0 | 0 | 0 | 0 | 0 | 0 | 0 | 0 | 0 | 0 | 0 | 0 | 0 | 0 | 0 | 6 | 0 | 0 | 0 | 0 | 0 | 0 | 0 | 0 | 0 | 0 | 0 | 0 | 0 | 0 | 6
Amp/hrs available per autonomous time period (12V amp-hrs) | 600 | 600 | 600 | 600 | 600 | 600 | 600 | 600 | 600 | 600 | 600 | 600 | 600 | 600 | 600 | 600 | 600 | 600 | 600 | 600 | 600 | 600 | 600 | 600 | 600 | 600 | 600 | 600 | 600 | 600 | 600
Battery cost lithium-ion ($) | 6324 | 0 | 0 | 0 | 0 | 0 | 0 | 0 | 0 | 0 | 0 | 0 | 0 | 0 | 0 | 0 | 6324 | 0 | 0 | 0 | 0 | 0 | 0 | 0 | 0 | 0 | 0 | 0 | 0 | 0 | 0 | 12648
Battery bank wiring length (ft) | 12 | 0 | 0 | 0 | 0 | 0 | 0 | 0 | 0 | 0 | 0 | 0 | 0 | 0 | 0 | 0 | 0 | 0 | 0 | 0 | 0 | 0 | 0 | 0 | 0 | 0 | 0 | 0 | 0 | 0 | 0
Wiring cost ($) | 33 | 0 | 0 | 0 | 0 | 0 | 0 | 0 | 0 | 0 | 0 | 0 | 0 | 0 | 0 | 0 | 0 | 0 | 0 | 0 | 0 | 0 | 0 | 0 | 0 | 0 | 0 | 0 | 0 | 0 | 0 | 33
Battery system setup labor cost ($) | 48 | 0 | 0 | 0 | 0 | 0 | 0 | 0 | 0 | 0 | 0 | 0 | 0 | 0 | 0 | 0 | 0 | 0 | 0 | 0 | 0 | 0 | 0 | 0 | 0 | 0 | 0 | 0 | 0 | 0 | 0 | 48
Battery maintenance Labor ($) | 0 | 0 | 0 | 0 | 0 | 0 | 0 | 0 | 0 | 0 | 0 | 0 | 0 | 0 | 0 | 0 | 0 | 0 | 0 | 0 | 0 | 0 | 0 | 0 | 0 | 0 | 0 | 0 | 0 | 0 | 0 | 0
Battery maintenance supplies ($) | 0 | 0 | 0 | 0 | 0 | 0 | 0 | 0 | 0 | 0 | 0 | 0 | 0 | 0 | 0 | 0 | 0 | 0 | 0 | 0 | 0 | 0 | 0 | 0 | 0 | 0 | 0 | 0 | 0 | 0 | 0 | 0
Total amps produced to date (amp) | 219000 | 219000 | 438000 | 657000 | 876000 | 1095000 | 1314000 | 1533000 | 1752000 | 1971000 | 2190000 | 2409000 | 2628000 | 2847000 | 3066000 | 3285000 | 3504000 | 3723000 | 3942000 | 4161000 | 4380000 | 4599000 | 4818000 | 5037000 | 5256000 | 5475000 | 5694000 | 5913000 | 6132000 | 6351000 | 6570000
Total baseline lithium-ion battery storage expenditures per year | 6357 | 0 | 0 | 0 | 0 | 0 | 0 | 0 | 0 | 0 | 0 | 0 | 0 | 0 | 0 | 0 | 6324 | 0 | 0 | 0 | 0 | 0 | 0 | 0 | 0 | 0 | 0 | 0 | 0 | 0 | 0
Total baseline lithium battery storage expenditgures to date | 6357 | 6357 | 6357 | 6357 | 6357 | 6357 | 6357 | 6357 | 6357 | 6357 | 6357 | 6357 | 6357 | 6357 | 6357 | 6357 | 12681 | 12681 | 12681 | 12681 | 12681 | 12681 | 12681 | 12681 | 12681 | 12681 | 12681 | 12681 | 12681 | 12681 | 12681
Total lithium-ion battery storage system expenditures over 30 years | 12729 | [30 empty] | 12729
Average yearly baseline lithium-ion battery storage sytem cost over time | 6357 | 6357 | 3178.5 | 2119 | 1589.25 | 1271.4 | 1059.5 | 908.1429 | 794.625 | 706.3333 | 635.7 | 577.9091 | 529.75 | 489 | 454.0714 | 423.8 | 792.5625 | 745.9412 | 704.5 | 667.4211 | 634.05 | 603.8571 | 576.4091 | 551.3478 | 528.375 | 507.24 | 487.7308 | 469.6667 | 452.8929 | 437.2759 | 422.7
Cost per amp produced to date ($/amp) | 0.029027 | 0.029027 | 0.014514 | 0.0096758 | 0.0072568 | 0.0058055 | 0.0048379 | 0.0041468 | 0.0036284 | 0.0032253 | 0.0029027 | 0.0026389 | 0.0024189 | 0.0022329 | 0.0020734 | 0.0019352 | 0.003619 | 0.0034061 | 0.0032169 | 0.0030476 | 0.0028952 | 0.0027573 | 0.002632 | 0.0025176 | 0.0024127 | 0.0023162 | 0.0022271 | 0.0021446 | 0.002068 | 0.0019967 | 0.0019301
Lithium-Ion Battery Cost of Energy Production 3 Days of Autonomy
Lithium-Ion battery energy storage production cost over 30 yrs ($/12V-amps available per day) | 21.215
Lithium-Ion Battery 5 Days of Autonomy
Days of autonomy | 5 | 5 | 5 | 5 | 5 | 5 | 5 | 5 | 5 | 5 | 5 | 5 | 5 | 5 | 5 | 5 | 5 | 5 | 5 | 5 | 5 | 5 | 5 | 5 | 5 | 5 | 5 | 5 | 5 | 5 | 5
Battery bank capacity (12V amp-hrs) | 1000 | 1000 | 1000 | 1000 | 1000 | 1000 | 1000 | 1000 | 1000 | 1000 | 1000 | 1000 | 1000 | 1000 | 1000 | 1000 | 1000 | 1000 | 1000 | 1000 | 1000 | 1000 | 1000 | 1000 | 1000 | 1000 | 1000 | 1000 | 1000 | 1000 | 1000
Number batteries needed | 10 | 0 | 0 | 0 | 0 | 0 | 0 | 0 | 0 | 0 | 0 | 0 | 0 | 0 | 0 | 0 | 10 | 0 | 0 | 0 | 0 | 0 | 0 | 0 | 0 | 0 | 0 | 0 | 0 | 0 | 0 | 10
Amp/hrs available per autonomous time period (12V amp-hrs) | 1000 | 1000 | 1000 | 1000 | 1000 | 1000 | 1000 | 1000 | 1000 | 1000 | 1000 | 1000 | 1000 | 1000 | 1000 | 1000 | 1000 | 1000 | 1000 | 1000 | 1000 | 1000 | 1000 | 1000 | 1000 | 1000 | 1000 | 1000 | 1000 | 1000 | 1000
Battery cost lithium-ion ($) | 10540 | 0 | 0 | 0 | 0 | 0 | 0 | 0 | 0 | 0 | 0 | 0 | 0 | 0 | 0 | 0 | 10540 | 0 | 0 | 0 | 0 | 0 | 0 | 0 | 0 | 0 | 0 | 0 | 0 | 0 | 0 | 21080
Battery bank wiring length (ft) | 20 | 0 | 0 | 0 | 0 | 0 | 0 | 0 | 0 | 0 | 0 | 0 | 0 | 0 | 0 | 0 | 0 | 0 | 0 | 0 | 0 | 0 | 0 | 0 | 0 | 0 | 0 | 0 | 0 | 0 | 0
Wiring cost ($) | 55 | 0 | 0 | 0 | 0 | 0 | 0 | 0 | 0 | 0 | 0 | 0 | 0 | 0 | 0 | 0 | 0 | 0 | 0 | 0 | 0 | 0 | 0 | 0 | 0 | 0 | 0 | 0 | 0 | 0 | 0 | 55
Battery system setup labor cost ($) | 72 | 0 | 0 | 0 | 0 | 0 | 0 | 0 | 0 | 0 | 0 | 0 | 0 | 0 | 0 | 0 | 0 | 0 | 0 | 0 | 0 | 0 | 0 | 0 | 0 | 0 | 0 | 0 | 0 | 0 | 0 | 48
Battery maintenance Labor ($) | 0 | 0 | 0 | 0 | 0 | 0 | 0 | 0 | 0 | 0 | 0 | 0 | 0 | 0 | 0 | 0 | 0 | 0 | 0 | 0 | 0 | 0 | 0 | 0 | 0 | 0 | 0 | 0 | 0 | 0 | 0 | 0
Battery maintenance supplies ($) | 0 | 0 | 0 | 0 | 0 | 0 | 0 | 0 | 0 | 0 | 0 | 0 | 0 | 0 | 0 | 0 | 0 | 0 | 0 | 0 | 0 | 0 | 0 | 0 | 0 | 0 | 0 | 0 | 0 | 0 | 0 | 0
Total amps produced to date (amp) | 365000 | 365000 | 730000 | 1095000 | 1460000 | 1825000 | 2190000 | 2555000 | 2920000 | 3285000 | 3650000 | 4015000 | 4380000 | 4745000 | 5110000 | 5475000 | 5840000 | 6205000 | 6570000 | 6935000 | 7300000 | 7665000 | 8030000 | 8395000 | 8760000 | 9125000 | 9490000 | 9855000 | 10220000 | 10585000 | 10950000
Total baseline lithium-ion battery storage expenditures per year | 10595 | 0 | 0 | 0 | 0 | 0 | 0 | 0 | 0 | 0 | 0 | 0 | 0 | 0 | 0 | 0 | 10540 | 0 | 0 | 0 | 0 | 0 | 0 | 0 | 0 | 0 | 0 | 0 | 0 | 0 | 0
Total baseline lithium battery storage expenditgures to date | 10595 | 10595 | 10595 | 10595 | 10595 | 10595 | 10595 | 10595 | 10595 | 10595 | 10595 | 10595 | 10595 | 10595 | 10595 | 10595 | 21135 | 21135 | 21135 | 21135 | 21135 | 21135 | 21135 | 21135 | 21135 | 21135 | 21135 | 21135 | 21135 | 21135 | 21135
Total lithium-ion battery storage system expenditures over 30 years | 21183 | [30 empty] | 21183
Average yearly baseline lithium-ion battery storage sytem cost over time | 10595 | 10595 | 5297.5 | 3531.6667 | 2648.75 | 2119 | 1765.8333 | 1513.5714 | 1324.375 | 1177.2222 | 1059.5 | 963.1818 | 882.9167 | 815 | 756.7857 | 706.3333 | 1320.9375 | 1243.2353 | 1174.1667 | 1112.3684 | 1056.75 | 1006.4286 | 960.6818 | 918.913 | 880.625 | 845.4 | 812.8846 | 782.7778 | 754.8214 | 728.7931 | 704.5
Cost per amp produced to date ($/amp) | 0.029027 | 0.029027 | 0.014514 | 0.0096758 | 0.0072568 | 0.0058055 | 0.0048379 | 0.0041468 | 0.0036284 | 0.0032253 | 0.0029027 | 0.0026389 | 0.0024189 | 0.0022329 | 0.0020734 | 0.0019352 | 0.003619 | 0.0034061 | 0.0032169 | 0.0030476 | 0.0028952 | 0.0027573 | 0.002632 | 0.0025176 | 0.0024127 | 0.0023162 | 0.0022271 | 0.0021446 | 0.002068 | 0.0019967 | 0.0019301
Lithium-Ion Battery Cost of Energy Production 5 Days of Autonomy
Lithium-Ion battery energy storage production cost over 30 yrs ($/12V-amps available per day) | 21.183

## Pumped Hydro Storage
| 2018 | 2019 | 2020 | 2021 | 2022 | 2023 | 2024 | 2025 | 2026 | 2027 | 2028 | 2029 | 2030 | 2031 | 2032 | 2033 | 2034 | 2035 | 2036 | 2037 | 2038 | 2039 | 2040 | 2041 | 2042 | 2043 | 2044 | 2045 | 2046 | 2047 | 2049 | Total
Year | 0 | 1 | 2 | 3 | 4 | 5 | 6 | 7 | 8 | 9 | 10 | 11 | 12 | 13 | 14 | 15 | 16 | 17 | 18 | 19 | 20 | 21 | 22 | 23 | 24 | 25 | 26 | 27 | 28 | 29 | 30
Baseline Site Requirements
Daily power needs (12V amp-hrs) | 200 | 200 | 200 | 200 | 200 | 200 | 200 | 200 | 200 | 200 | 200 | 200 | 200 | 200 | 200 | 200 | 200 | 200 | 200 | 200 | 200 | 200 | 200 | 200 | 200 | 200 | 200 | 200 | 200 | 200 | 200
Peak sun-hours (hrs) | 5 | 5 | 5 | 5 | 5 | 5 | 5 | 5 | 5 | 5 | 5 | 5 | 5 | 5 | 5 | 5 | 5 | 5 | 5 | 5 | 5 | 5 | 5 | 5 | 5 | 5 | 5 | 5 | 5 | 5 | 5
Average daily wind speed (mph) | 6 | 6 | 6 | 6 | 6 | 6 | 6 | 6 | 6 | 6 | 6 | 6 | 6 | 6 | 6 | 6 | 6 | 6 | 6 | 6 | 6 | 6 | 6 | 6 | 6 | 6 | 6 | 6 | 6 | 6 | 6
Baseline Solar Energy Production
Solar panel requirements (# of 12V (100 watt / 6.1 amp) panels) | 7 | 0 | 0 | 0 | 0 | 0 | 0 | 0 | 0 | 0 | 0 | 0 | 0 | 0 | 0 | 0 | 0 | 0 | 0 | 0 | 0 | 0 | 0 | 0 | 0 | 0 | 0 | 0 | 0 | 0 | 0
Individual solar panel costs ($) | 110 | 0 | 0 | 0 | 0 | 0 | 0 | 0 | 0 | 0 | 0 | 0 | 0 | 0 | 0 | 0 | 0 | 0 | 0 | 0 | 0 | 0 | 0 | 0 | 0 | 0 | 0 | 0 | 0 | 0 | 0
Total solar panel cost ($) | 770 | 0 | 0 | 0 | 0 | 0 | 0 | 0 | 0 | 0 | 0 | 0 | 0 | 0 | 0 | 0 | 0 | 0 | 0 | 0 | 0 | 0 | 0 | 0 | 0 | 0 | 0 | 0 | 0 | 0 | 0 | 770
Solar charge controller ($) | 135 | 0 | 0 | 0 | 0 | 0 | 0 | 0 | 0 | 0 | 0 | 0 | 0 | 0 | 0 | 0 | 0 | 0 | 0 | 0 | 0 | 0 | 0 | 0 | 0 | 0 | 0 | 0 | 0 | 0 | 0 | 135
Solar wiring length (ft) | 42 | 0 | 0 | 0 | 0 | 0 | 0 | 0 | 0 | 0 | 0 | 0 | 0 | 0 | 0 | 0 | 0 | 0 | 0 | 0 | 0 | 0 | 0 | 0 | 0 | 0 | 0 | 0 | 0 | 0 | 0
Solar wiring cost ($) | 12.6 | 0 | 0 | 0 | 0 | 0 | 0 | 0 | 0 | 0 | 0 | 0 | 0 | 0 | 0 | 0 | 0 | 0 | 0 | 0 | 0 | 0 | 0 | 0 | 0 | 0 | 0 | 0 | 0 | 0 | 0 | 12.6
Solar system setup labor cost ($) | 72 | 0 | 0 | 0 | 0 | 0 | 0 | 0 | 0 | 0 | 0 | 0 | 0 | 0 | 0 | 0 | 0 | 0 | 0 | 0 | 0 | 0 | 0 | 0 | 0 | 0 | 0 | 0 | 0 | 0 | 0 | 72
Solar maintenance labor ($) | 21.6 | 21.6 | 21.6 | 21.6 | 21.6 | 21.6 | 21.6 | 21.6 | 21.6 | 21.6 | 21.6 | 21.6 | 21.6 | 21.6 | 21.6 | 21.6 | 21.6 | 21.6 | 21.6 | 21.6 | 21.6 | 21.6 | 21.6 | 21.6 | 21.6 | 21.6 | 21.6 | 21.6 | 21.6 | 21.6 | 21.6 | 669.6
Amps produced per hour | 42.7 | 42.7 | 42.7 | 42.7 | 42.7 | 42.7 | 42.7 | 42.7 | 42.7 | 42.7 | 42.7 | 42.7 | 42.7 | 42.7 | 42.7 | 42.7 | 42.7 | 42.7 | 42.7 | 42.7 | 42.7 | 42.7 | 42.7 | 42.7 | 42.7 | 42.7 | 42.7 | 42.7 | 42.7 | 42.7 | 42.7
Amps produced per day | 213.5 | 213.5 | 213.5 | 213.5 | 213.5 | 213.5 | 213.5 | 213.5 | 213.5 | 213.5 | 213.5 | 213.5 | 213.5 | 213.5 | 213.5 | 213.5 | 213.5 | 213.5 | 213.5 | 213.5 | 213.5 | 213.5 | 213.5 | 213.5 | 213.5 | 213.5 | 213.5 | 213.5 | 213.5 | 213.5 | 213.5
Total amps produce to date | 77927.5 | 77927.5 | 155855 | 233782.5 | 311710 | 389637.5 | 467565 | 545492.5 | 623420 | 701347.5 | 779275 | 857202.5 | 935130 | 1013057.5 | 1090985 | 1168912.5 | 1246840 | 1324767.5 | 1402695 | 1480622.5 | 1558550 | 1636477.5 | 1714405 | 1792332.5 | 1870260 | 1948187.5 | 2026115 | 2104042.5 | 2181970 | 2259897.5 | 2337825
Total baseline solar energy expenditures per year | 939.2 | 21.6 | 21.6 | 21.6 | 21.6 | 21.6 | 21.6 | 21.6 | 21.6 | 21.6 | 21.6 | 21.6 | 21.6 | 21.6 | 21.6 | 21.6 | 21.6 | 21.6 | 21.6 | 21.6 | 21.6 | 21.6 | 21.6 | 21.6 | 21.6 | 21.6 | 21.6 | 21.6 | 21.6 | 21.6 | 21.6
Total baseline solar energy expenditures to date | 939.2 | 960.8 | 982.4 | 1004 | 1025.6 | 1047.2 | 1068.8 | 1090.4 | 1112 | 1133.6 | 1155.2 | 1176.8 | 1198.4 | 1220 | 1241.6 | 1263.2 | 1284.8 | 1306.4 | 1328 | 1349.6 | 1371.2 | 1392.8 | 1414.4 | 1436 | 1457.6 | 1479.2 | 1500.8 | 1522.4 | 1544 | 1565.6 | 1587.2
Total Solar System expenditures over 30 years | 1659.2 | [30 empty] | 1659.2
Average yearly baseline solar energy costs over time | 939.2 | 960.8 | 491.2 | 334.6667 | 256.4 | 209.44 | 178.1333 | 155.7714 | 139 | 125.9556 | 115.52 | 106.9818 | 99.8667 | 93.8462 | 88.6857 | 84.2133 | 80.3 | 76.8471 | 73.7778 | 71.0316 | 68.56 | 66.3238 | 64.2909 | 62.4348 | 60.7333 | 59.168 | 57.7231 | 56.3852 | 55.1429 | 53.9862 | 52.9067
Cost per amp produced to date ($/amp) | 0.012052 | 0.012329 | 0.0063033 | 0.0042946 | 0.0032902 | 0.0026876 | 0.0022859 | 0.0019989 | 0.0017837 | 0.0016163 | 0.0014824 | 0.0013728 | 0.0012815 | 0.0012043 | 0.0011381 | 0.0010807 | 0.0010304 | 0.00098614 | 0.00094675 | 0.00091151 | 0.00087979 | 0.0008511 | 0.00082501 | 0.00080119 | 0.00077936 | 0.00075927 | 0.00074073 | 0.00072356 | 0.00070762 | 0.00069277 | 0.00067892
Baseline Wind Energy Production
1KW residential wind turbine ($) | 575 | 0 | 0 | 0 | 0 | 0 | 0 | 0 | 0 | 0 | 0 | 0 | 0 | 0 | 0 | 0 | 0 | 0 | 0 | 0 | 0 | 0 | 0 | 0 | 0 | 0 | 0 | 0 | 0 | 0 | 0 | 575
Wind charge controller with water heater diversion dump load | 273 | 0 | 0 | 0 | 0 | 0 | 0 | 0 | 0 | 0 | 0 | 0 | 0 | 0 | 0 | 0 | 0 | 0 | 0 | 0 | 0 | 0 | 0 | 0 | 0 | 0 | 0 | 0 | 0 | 0 | 0 | 273
Wind wiring length (Ft) | 75 | 0 | 0 | 0 | 0 | 0 | 0 | 0 | 0 | 0 | 0 | 0 | 0 | 0 | 0 | 0 | 0 | 0 | 0 | 0 | 0 | 0 | 0 | 0 | 0 | 0 | 0 | 0 | 0 | 0 | 0
Wind wiring costs ($) | 75 | 0 | 0 | 0 | 0 | 0 | 0 | 0 | 0 | 0 | 0 | 0 | 0 | 0 | 0 | 0 | 0 | 0 | 0 | 0 | 0 | 0 | 0 | 0 | 0 | 0 | 0 | 0 | 0 | 0 | 0 | 75
Wind system setup labor cost ($) | 458 | 0 | 0 | 0 | 0 | 0 | 0 | 0 | 0 | 0 | 0 | 0 | 0 | 0 | 0 | 0 | 0 | 0 | 0 | 0 | 0 | 0 | 0 | 0 | 0 | 0 | 0 | 0 | 0 | 0 | 0 | 458
Wind maintenance labor ($) | 7.2 | 7.2 | 7.2 | 7.2 | 7.2 | 7.2 | 7.2 | 7.2 | 7.2 | 7.2 | 7.2 | 7.2 | 7.2 | 7.2 | 7.2 | 7.2 | 7.2 | 7.2 | 7.2 | 7.2 | 7.2 | 7.2 | 7.2 | 7.2 | 7.2 | 7.2 | 7.2 | 7.2 | 7.2 | 7.2 | 7.2 | 223.2
Amps produced per hour (amps) | 31 | 31 | 31 | 31 | 31 | 31 | 31 | 31 | 31 | 31 | 31 | 31 | 31 | 31 | 31 | 31 | 31 | 31 | 31 | 31 | 31 | 31 | 31 | 31 | 31 | 31 | 31 | 31 | 31 | 31 | 31
Amps produced per day (amp) | 744 | 744 | 744 | 744 | 744 | 744 | 744 | 744 | 744 | 744 | 744 | 744 | 744 | 744 | 744 | 744 | 744 | 744 | 744 | 744 | 744 | 744 | 744 | 744 | 744 | 744 | 744 | 744 | 744 | 744 | 744
Total amps produced to date (amp) | 271560 | 271560 | 543120 | 814680 | 1086240 | 1357800 | 1629360 | 1900920 | 2172480 | 2444040 | 2715600 | 2987160 | 3258720 | 3530280 | 3801840 | 4073400 | 4344960 | 4616520 | 4888080 | 5159640 | 5431200 | 5702760 | 5974320 | 6245880 | 6517440 | 6789000 | 7060560 | 7332120 | 7603680 | 7875240 | 8146800
Total baseline wind energy expenditures per year | 930.2 | 7.2 | 7.2 | 7.2 | 7.2 | 7.2 | 7.2 | 7.2 | 7.2 | 7.2 | 7.2 | 7.2 | 7.2 | 7.2 | 7.2 | 7.2 | 7.2 | 7.2 | 7.2 | 7.2 | 7.2 | 7.2 | 7.2 | 7.2 | 7.2 | 7.2 | 7.2 | 7.2 | 7.2 | 7.2 | 7.2
Total baseline wind energy expenditures to date | 930.2 | 937.4 | 944.6 | 951.8 | 959 | 966.2 | 973.4 | 980.6 | 987.8 | 995 | 1002.2 | 1009.4 | 1016.6 | 1023.8 | 1031 | 1038.2 | 1045.4 | 1052.6 | 1059.8 | 1067 | 1074.2 | 1081.4 | 1088.6 | 1095.8 | 1103 | 1110.2 | 1117.4 | 1124.6 | 1131.8 | 1139 | 1146.2
Total wind system expenditures over 30 years | 1604.2 | [30 empty] | 1604.2
Average yearly baseline wind energy cost over time | 930.2 | 937.4 | 472.3 | 317.2667 | 239.75 | 193.24 | 162.2333 | 140.0857 | 123.475 | 110.5556 | 100.22 | 91.7636 | 84.7167 | 78.7538 | 73.6429 | 69.2133 | 65.3375 | 61.9176 | 58.8778 | 56.1579 | 53.71 | 51.4952 | 49.4818 | 47.6435 | 45.9583 | 44.408 | 42.9769 | 41.6519 | 40.4214 | 39.2759 | 38.2067
Cost per amp produced to date ($/amp) | 0.0034254 | 0.0034519 | 0.0017392 | 0.0011683 | 0.00088286 | 0.00071159 | 0.00059741 | 0.00051586 | 0.00045469 | 0.00040711 | 0.00036905 | 0.00033791 | 0.00031196 | 0.00029001 | 0.00027118 | 0.00025487 | 0.0002406 | 0.00022801 | 0.00021681 | 0.0002068 | 0.00019778 | 0.00018963 | 0.00018221 | 0.00017544 | 0.00016924 | 0.00016353 | 0.00015826 | 0.00015338 | 0.00014885 | 0.00014463 | 0.00014069
Pumped Hydro Storage System
Hours of operation per day | 19 | 19 | 19 | 19 | 19 | 19 | 19 | 19 | 19 | 19 | 19 | 19 | 19 | 19 | 19 | 19 | 19 | 19 | 19 | 19 | 19 | 19 | 19 | 19 | 19 | 19 | 19 | 19 | 19 | 19 | 19
Gallons of water needed per day / pelton wheel requirements | 4845 | 4845 | 4845 | 4845 | 4845 | 4845 | 4845 | 4845 | 4845 | 4845 | 4845 | 4845 | 4845 | 4845 | 4845 | 4845 | 4845 | 4845 | 4845 | 4845 | 4845 | 4845 | 4845 | 4845 | 4845 | 4845 | 4845 | 4845 | 4845 | 4845 | 4845
Total water storage tank capacity upper and lower (gallons) | 10000 | 10000 | 10000 | 10000 | 10000 | 10000 | 10000 | 10000 | 10000 | 10000 | 10000 | 10000 | 10000 | 10000 | 10000 | 10000 | 10000 | 10000 | 10000 | 10000 | 10000 | 10000 | 10000 | 10000 | 10000 | 10000 | 10000 | 10000 | 10000 | 10000 | 10000
Water storage tank cost ($) | 4600 | 0 | 0 | 0 | 0 | 0 | 0 | 0 | 0 | 0 | 0 | 0 | 0 | 0 | 0 | 0 | 0 | 0 | 0 | 0 | 0 | 0 | 0 | 0 | 0 | 0 | 0 | 0 | 0 | 0 | 0 | 4600
Piping length to maintain minimum of 100' of head (ft) | 187 | 0 | 0 | 0 | 0 | 0 | 0 | 0 | 0 | 0 | 0 | 0 | 0 | 0 | 0 | 0 | 0 | 0 | 0 | 0 | 0 | 0 | 0 | 0 | 0 | 0 | 0 | 0 | 0 | 0 | 0
Total piping needs (ft) | 374 | 0 | 0 | 0 | 0 | 0 | 0 | 0 | 0 | 0 | 0 | 0 | 0 | 0 | 0 | 0 | 0 | 0 | 0 | 0 | 0 | 0 | 0 | 0 | 0 | 0 | 0 | 0 | 0 | 0 | 0
Piping cost ($) | 71.06 | 0 | 0 | 0 | 0 | 0 | 0 | 0 | 0 | 0 | 0 | 0 | 0 | 0 | 0 | 0 | 0 | 0 | 0 | 0 | 0 | 0 | 0 | 0 | 0 | 0 | 0 | 0 | 0 | 0 | 0 | 71.06
Piping fittings cost ($) | 20 | 0 | 0 | 0 | 0 | 0 | 0 | 0 | 0 | 0 | 0 | 0 | 0 | 0 | 0 | 0 | 0 | 0 | 0 | 0 | 0 | 0 | 0 | 0 | 0 | 0 | 0 | 0 | 0 | 0 | 0 | 20
Solar water pump capacity 100 ft of head (gallons/hr) | 990 | 990 | 990 | 990 | 990 | 990 | 990 | 990 | 990 | 990 | 990 | 990 | 990 | 990 | 990 | 990 | 990 | 990 | 990 | 990 | 990 | 990 | 990 | 990 | 990 | 990 | 990 | 990 | 990 | 990 | 990
Average gallons pumped per day (gallons) | 4950 | 4950 | 4950 | 4950 | 4950 | 4950 | 4950 | 4950 | 4950 | 4950 | 4950 | 4950 | 4950 | 4950 | 4950 | 4950 | 4950 | 4950 | 4950 | 4950 | 4950 | 4950 | 4950 | 4950 | 4950 | 4950 | 4950 | 4950 | 4950 | 4950 | 4950
Solar water pump cost ($) | 880 | 0 | 0 | 0 | 0 | 0 | 0 | 0 | 0 | 0 | 0 | 0 | 0 | 0 | 0 | 0 | 0 | 0 | 0 | 0 | 0 | 0 | 0 | 0 | 0 | 0 | 0 | 0 | 0 | 0 | 0 | 880
Solar water pump wiring length (ft) | 10 | 0 | 0 | 0 | 0 | 0 | 0 | 0 | 0 | 0 | 0 | 0 | 0 | 0 | 0 | 0 | 0 | 0 | 0 | 0 | 0 | 0 | 0 | 0 | 0 | 0 | 0 | 0 | 0 | 0 | 0
Solar water pump wiring cost ($) | 10 | 0 | 0 | 0 | 0 | 0 | 0 | 0 | 0 | 0 | 0 | 0 | 0 | 0 | 0 | 0 | 0 | 0 | 0 | 0 | 0 | 0 | 0 | 0 | 0 | 0 | 0 | 0 | 0 | 0 | 0 | 10
Solar panel requirements for water pump (# of 12V (100 watt / 6.1 amp) panels) | 4 | 0 | 0 | 0 | 0 | 0 | 0 | 0 | 0 | 0 | 0 | 0 | 0 | 0 | 0 | 0 | 0 | 0 | 0 | 0 | 0 | 0 | 0 | 0 | 0 | 0 | 0 | 0 | 0 | 0 | 0
Total solar panel cost ($) | 440 | 0 | 0 | 0 | 0 | 0 | 0 | 0 | 0 | 0 | 0 | 0 | 0 | 0 | 0 | 0 | 0 | 0 | 0 | 0 | 0 | 0 | 0 | 0 | 0 | 0 | 0 | 0 | 0 | 0 | 0 | 440
Solar wiring length (ft) | 24 | 0 | 0 | 0 | 0 | 0 | 0 | 0 | 0 | 0 | 0 | 0 | 0 | 0 | 0 | 0 | 0 | 0 | 0 | 0 | 0 | 0 | 0 | 0 | 0 | 0 | 0 | 0 | 0 | 0 | 0
Solar wiring cost ($) | 7.2 | 0 | 0 | 0 | 0 | 0 | 0 | 0 | 0 | 0 | 0 | 0 | 0 | 0 | 0 | 0 | 0 | 0 | 0 | 0 | 0 | 0 | 0 | 0 | 0 | 0 | 0 | 0 | 0 | 0 | 0 | 7.2
Pelton wheel Cost | 255 | 0 | 0 | 0 | 0 | 0 | 0 | 0 | 0 | 0 | 0 | 0 | 0 | 0 | 0 | 0 | 0 | 0 | 0 | 0 | 0 | 0 | 0 | 0 | 0 | 0 | 0 | 0 | 0 | 0 | 0 | 255
Alternator and coupling cost ($) | 108 | 0 | 0 | 0 | 0 | 0 | 0 | 0 | 0 | 0 | 0 | 0 | 0 | 0 | 0 | 0 | 0 | 0 | 0 | 0 | 0 | 0 | 0 | 0 | 0 | 0 | 0 | 0 | 0 | 0 | 0 | 108
Alternator wiring length (ft) | 20 | 0 | 0 | 0 | 0 | 0 | 0 | 0 | 0 | 0 | 0 | 0 | 0 | 0 | 0 | 0 | 0 | 0 | 0 | 0 | 0 | 0 | 0 | 0 | 0 | 0 | 0 | 0 | 0 | 0 | 0
Alternator wiring cost ($) | 55 | 0 | 0 | 0 | 0 | 0 | 0 | 0 | 0 | 0 | 0 | 0 | 0 | 0 | 0 | 0 | 0 | 0 | 0 | 0 | 0 | 0 | 0 | 0 | 0 | 0 | 0 | 0 | 0 | 0 | 0 | 55
PHS system labor setup cost ($) | 312 | 0 | 0 | 0 | 0 | 0 | 0 | 0 | 0 | 0 | 0 | 0 | 0 | 0 | 0 | 0 | 0 | 0 | 0 | 0 | 0 | 0 | 0 | 0 | 0 | 0 | 0 | 0 | 0 | 0 | 0 | 312
PHS system maintenance labor ($) | 72 | 72 | 72 | 72 | 72 | 72 | 72 | 72 | 72 | 72 | 72 | 72 | 72 | 72 | 72 | 72 | 72 | 72 | 72 | 72 | 72 | 72 | 72 | 72 | 72 | 72 | 72 | 72 | 72 | 72 | 72 | 2232
Alternator continuous output (12v amps) | 30 | 30 | 30 | 30 | 30 | 30 | 30 | 30 | 30 | 30 | 30 | 30 | 30 | 30 | 30 | 30 | 30 | 30 | 30 | 30 | 30 | 30 | 30 | 30 | 30 | 30 | 30 | 30 | 30 | 30 | 30
Amps produced per day | 570 | 570 | 570 | 570 | 570 | 570 | 570 | 570 | 570 | 570 | 570 | 570 | 570 | 570 | 570 | 570 | 570 | 570 | 570 | 570 | 570 | 570 | 570 | 570 | 570 | 570 | 570 | 570 | 570 | 570 | 570
Potential total amps produced to date (amp) | 208050 | 208050 | 416100 | 624150 | 832200 | 1040250 | 1248300 | 1456350 | 1664400 | 1872450 | 2080500 | 2288550 | 2496600 | 2704650 | 2912700 | 3120750 | 3328800 | 3536850 | 3744900 | 3952950 | 4161000 | 4369050 | 4577100 | 4785150 | 4993200 | 5201250 | 5409300 | 5617350 | 5825400 | 6033450 | 6241500
Total baseline PHS expenditures per year | 6830.26 | 72 | 72 | 72 | 72 | 72 | 72 | 72 | 72 | 72 | 72 | 72 | 72 | 72 | 72 | 72 | 72 | 72 | 72 | 72 | 72 | 72 | 72 | 72 | 72 | 72 | 72 | 72 | 72 | 72 | 72
Total baseline PHS expenditgures to date | 6830.26 | 6902.26 | 6974.26 | 7046.26 | 7118.26 | 7190.26 | 7262.26 | 7334.26 | 7406.26 | 7478.26 | 7550.26 | 7622.26 | 7694.26 | 7766.26 | 7838.26 | 7910.26 | 7982.26 | 8054.26 | 8126.26 | 8198.26 | 8270.26 | 8342.26 | 8414.26 | 8486.26 | 8558.26 | 8630.26 | 8702.26 | 8774.26 | 8846.26 | 8918.26 | 8990.26
Total baseline PHS expenditures over 30 years | 8990.26 | [30 empty] | 8990.26
Average yearly baseline PHS cost over time | 6830.26 | 6902.26 | 3487.13 | 2348.7533 | 1779.565 | 1438.052 | 1210.3767 | 1047.7514 | 925.7825 | 830.9178 | 755.026 | 692.9327 | 641.1883 | 597.4046 | 559.8757 | 527.3507 | 498.8913 | 473.78 | 451.4589 | 431.4874 | 413.513 | 397.2505 | 382.4664 | 368.9678 | 356.5942 | 345.2104 | 334.7023 | 324.9726 | 315.9379 | 307.5262 | 299.6753
Cost per amp produced to date ($/amp) | 0.03283 | 0.033176 | 0.016761 | 0.011289 | 0.0085535 | 0.006912 | 0.0058177 | 0.0050361 | 0.0044498 | 0.0039938 | 0.0036291 | 0.0033306 | 0.0030819 | 0.0028714 | 0.0026911 | 0.0025347 | 0.0023979 | 0.0022772 | 0.00217 | 0.002074 | 0.0019876 | 0.0019094 | 0.0018383 | 0.0017735 | 0.001714 | 0.0016593 | 0.0016088 | 0.001562 | 0.0015186 | 0.0014781 | 0.0014404
Pumped Hydro Storage System Cost of Energy Production
Solar energy production cost over 30 years ($/12V-amps available per day) | 7.7714
Wind energy production cost over 30 years ($/12V-amps available per day) | 2.1562
PHS energy storage production cost over 30 years ($/12V-amps available per day) | 15.7724
Pumped Hydro Storage System 3 Days of Autonomy
Days of autonomy | 3 | 3 | 3 | 3 | 3 | 3 | 3 | 3 | 3 | 3 | 3 | 3 | 3 | 3 | 3 | 3 | 3 | 3 | 3 | 3 | 3 | 3 | 3 | 3 | 3 | 3 | 3 | 3 | 3 | 3 | 3
Hours of operation per day | 19 | 19 | 19 | 19 | 19 | 19 | 19 | 19 | 19 | 19 | 19 | 19 | 19 | 19 | 19 | 19 | 19 | 19 | 19 | 19 | 19 | 19 | 19 | 19 | 19 | 19 | 19 | 19 | 19 | 19 | 19
Total hours of operation capacity | 57 | 57 | 57 | 57 | 57 | 57 | 57 | 57 | 57 | 57 | 57 | 57 | 57 | 57 | 57 | 57 | 57 | 57 | 57 | 57 | 57 | 57 | 57 | 57 | 57 | 57 | 57 | 57 | 57 | 57 | 57
Gallons of water needed per day / pelton wheel requirements | 14535 | 14535 | 14535 | 14535 | 14535 | 14535 | 14535 | 14535 | 14535 | 14535 | 14535 | 14535 | 14535 | 14535 | 14535 | 14535 | 14535 | 14535 | 14535 | 14535 | 14535 | 14535 | 14535 | 14535 | 14535 | 14535 | 14535 | 14535 | 14535 | 14535 | 14535
Total water storage tank capacity upper and lower (gallons) | 29000 | 29000 | 29000 | 29000 | 29000 | 29000 | 29000 | 29000 | 29000 | 29000 | 29000 | 29000 | 29000 | 29000 | 29000 | 29000 | 29000 | 29000 | 29000 | 29000 | 29000 | 29000 | 29000 | 29000 | 29000 | 29000 | 29000 | 29000 | 29000 | 29000 | 29000
Water storage pond liner cost ($) | 1015 | 0 | 0 | 0 | 0 | 0 | 0 | 0 | 0 | 0 | 0 | 0 | 0 | 0 | 0 | 0 | 0 | 0 | 0 | 0 | 0 | 0 | 0 | 0 | 0 | 0 | 0 | 0 | 0 | 0 | 0
Water storage pond construction cost ($) | 540 | 0 | 0 | 0 | 0 | 0 | 0 | 0 | 0 | 0 | 0 | 0 | 0 | 0 | 0 | 0 | 0 | 0 | 0 | 0 | 0 | 0 | 0 | 0 | 0 | 0 | 0 | 0 | 0 | 0 | 0 | 540
Water storage pond construction cost per gallon ($/gallon) | 0.018621
Piping length to maintain minimum of 100' of head (ft) | 187 | 0 | 0 | 0 | 0 | 0 | 0 | 0 | 0 | 0 | 0 | 0 | 0 | 0 | 0 | 0 | 0 | 0 | 0 | 0 | 0 | 0 | 0 | 0 | 0 | 0 | 0 | 0 | 0 | 0 | 0 | 187
Total Piping needs (ft) | 374 | 0 | 0 | 0 | 0 | 0 | 0 | 0 | 0 | 0 | 0 | 0 | 0 | 0 | 0 | 0 | 0 | 0 | 0 | 0 | 0 | 0 | 0 | 0 | 0 | 0 | 0 | 0 | 0 | 0 | 0
Piping cost ($) | 71.06 | 0 | 0 | 0 | 0 | 0 | 0 | 0 | 0 | 0 | 0 | 0 | 0 | 0 | 0 | 0 | 0 | 0 | 0 | 0 | 0 | 0 | 0 | 0 | 0 | 0 | 0 | 0 | 0 | 0 | 0 | 71.06
Piping/ Fittings Cost ($) | 20 | 0 | 0 | 0 | 0 | 0 | 0 | 0 | 0 | 0 | 0 | 0 | 0 | 0 | 0 | 0 | 0 | 0 | 0 | 0 | 0 | 0 | 0 | 0 | 0 | 0 | 0 | 0 | 0 | 0 | 0 | 20
Solar water pump capacity 100 ft of head (gallons/hr) | 990 | 990 | 990 | 990 | 990 | 990 | 990 | 990 | 990 | 990 | 990 | 990 | 990 | 990 | 990 | 990 | 990 | 990 | 990 | 990 | 990 | 990 | 990 | 990 | 990 | 990 | 990 | 990 | 990 | 990 | 990
Average gallons pumped per day (gallons) | 4950 | 4950 | 4950 | 4950 | 4950 | 4950 | 4950 | 4950 | 4950 | 4950 | 4950 | 4950 | 4950 | 4950 | 4950 | 4950 | 4950 | 4950 | 4950 | 4950 | 4950 | 4950 | 4950 | 4950 | 4950 | 4950 | 4950 | 4950 | 4950 | 4950 | 4950
Solar water pumps needed | 6 | 0 | 0 | 0 | 0 | 0 | 0 | 0 | 0 | 0 | 0 | 0 | 0 | 0 | 0 | 0 | 0 | 0 | 0 | 0 | 0 | 0 | 0 | 0 | 0 | 0 | 0 | 0 | 0 | 0 | 0
Solar water pump Cost ($) | 880 | 0 | 0 | 0 | 0 | 0 | 0 | 0 | 0 | 0 | 0 | 0 | 0 | 0 | 0 | 0 | 0 | 0 | 0 | 0 | 0 | 0 | 0 | 0 | 0 | 0 | 0 | 0 | 0 | 0 | 0 | 880
Total solar water pumps cost ($) | 5280 | 0 | 0 | 0 | 0 | 0 | 0 | 0 | 0 | 0 | 0 | 0 | 0 | 0 | 0 | 0 | 0 | 0 | 0 | 0 | 0 | 0 | 0 | 0 | 0 | 0 | 0 | 0 | 0 | 0 | 0 | 5280
Solar water pumps wiring length (ft) | 60 | 0 | 0 | 0 | 0 | 0 | 0 | 0 | 0 | 0 | 0 | 0 | 0 | 0 | 0 | 0 | 0 | 0 | 0 | 0 | 0 | 0 | 0 | 0 | 0 | 0 | 0 | 0 | 0 | 0 | 0 | 60
Solar water pump wiring cost ($) | 60 | 0 | 0 | 0 | 0 | 0 | 0 | 0 | 0 | 0 | 0 | 0 | 0 | 0 | 0 | 0 | 0 | 0 | 0 | 0 | 0 | 0 | 0 | 0 | 0 | 0 | 0 | 0 | 0 | 0 | 0 | 60
Solar panel requirements for water pump (# of 12V (100 watt / 6.1 amp) panels) | 24 | 0 | 0 | 0 | 0 | 0 | 0 | 0 | 0 | 0 | 0 | 0 | 0 | 0 | 0 | 0 | 0 | 0 | 0 | 0 | 0 | 0 | 0 | 0 | 0 | 0 | 0 | 0 | 0 | 0 | 0
Individual solar panel Cost ($) | 110 | 0 | 0 | 0 | 0 | 0 | 0 | 0 | 0 | 0 | 0 | 0 | 0 | 0 | 0 | 0 | 0 | 0 | 0 | 0 | 0 | 0 | 0 | 0 | 0 | 0 | 0 | 0 | 0 | 0 | 0 | 110
Total solar panel cost ($) | 2640 | 0 | 0 | 0 | 0 | 0 | 0 | 0 | 0 | 0 | 0 | 0 | 0 | 0 | 0 | 0 | 0 | 0 | 0 | 0 | 0 | 0 | 0 | 0 | 0 | 0 | 0 | 0 | 0 | 0 | 0 | 2640
Solar wiring length (ft) | 144 | 0 | 0 | 0 | 0 | 0 | 0 | 0 | 0 | 0 | 0 | 0 | 0 | 0 | 0 | 0 | 0 | 0 | 0 | 0 | 0 | 0 | 0 | 0 | 0 | 0 | 0 | 0 | 0 | 0 | 0
Solar wiring cost ($) | 43.2 | 0 | 0 | 0 | 0 | 0 | 0 | 0 | 0 | 0 | 0 | 0 | 0 | 0 | 0 | 0 | 0 | 0 | 0 | 0 | 0 | 0 | 0 | 0 | 0 | 0 | 0 | 0 | 0 | 0 | 0 | 43.2
Pelton Wheel Cost | 255 | 0 | 0 | 0 | 0 | 0 | 0 | 0 | 0 | 0 | 0 | 0 | 0 | 0 | 0 | 0 | 0 | 0 | 0 | 0 | 0 | 0 | 0 | 0 | 0 | 0 | 0 | 0 | 0 | 0 | 0 | 255
Altenator cost ($) | 108 | 0 | 0 | 0 | 0 | 0 | 0 | 0 | 0 | 0 | 0 | 0 | 0 | 0 | 0 | 0 | 0 | 0 | 0 | 0 | 0 | 0 | 0 | 0 | 0 | 0 | 0 | 0 | 0 | 0 | 0 | 108
Alternator Wiring length (ft) | 20 | 0 | 0 | 0 | 0 | 0 | 0 | 0 | 0 | 0 | 0 | 0 | 0 | 0 | 0 | 0 | 0 | 0 | 0 | 0 | 0 | 0 | 0 | 0 | 0 | 0 | 0 | 0 | 0 | 0 | 0
Wiring Cost ($) | 55 | 0 | 0 | 0 | 0 | 0 | 0 | 0 | 0 | 0 | 0 | 0 | 0 | 0 | 0 | 0 | 0 | 0 | 0 | 0 | 0 | 0 | 0 | 0 | 0 | 0 | 0 | 0 | 0 | 0 | 0 | 55
PHS system setup cost ($) | 120 | 0 | 0 | 0 | 0 | 0 | 0 | 0 | 0 | 0 | 0 | 0 | 0 | 0 | 0 | 0 | 0 | 0 | 0 | 0 | 0 | 0 | 0 | 0 | 0 | 0 | 0 | 0 | 0 | 0 | 0 | 120
PHS system maintenance labor ($) | 72 | 72 | 72 | 72 | 72 | 72 | 72 | 72 | 72 | 72 | 72 | 72 | 72 | 72 | 72 | 72 | 72 | 72 | 72 | 72 | 72 | 72 | 72 | 72 | 72 | 72 | 72 | 72 | 72 | 72 | 72 | 2232
Altenator continuous output (12v amps) | 30 | 30 | 30 | 30 | 30 | 30 | 30 | 30 | 30 | 30 | 30 | 30 | 30 | 30 | 30 | 30 | 30 | 30 | 30 | 30 | 30 | 30 | 30 | 30 | 30 | 30 | 30 | 30 | 30 | 30 | 30
Amps available per autonomous time period (12V amp-hrs) | 1710 | 0 | 0 | 0 | 0 | 0 | 0 | 0 | 0 | 0 | 0 | 0 | 0 | 0 | 0 | 0 | 0 | 0 | 0 | 0 | 0 | 0 | 0 | 0 | 0 | 0 | 0 | 0 | 0 | 0 | 0
Potential total amps produced to date (amps) | 624150 | 624150 | 1248300 | 1872450 | 2496600 | 3120750 | 3744900 | 4369050 | 4993200 | 5617350 | 6241500 | 6865650 | 7489800 | 8113950 | 8738100 | 9362250 | 9986400 | 10610550 | 11234700 | 11858850 | 12483000 | 13107150 | 13731300 | 14355450 | 14979600 | 15603750 | 16227900 | 16852050 | 17476200 | 18100350 | 18724500
Total PHS storage expenditures per year for 3 days of autonomy | 11346.26 | 72 | 72 | 72 | 72 | 72 | 72 | 72 | 72 | 72 | 72 | 72 | 72 | 72 | 72 | 72 | 72 | 72 | 72 | 72 | 72 | 72 | 72 | 72 | 72 | 72 | 72 | 72 | 72 | 72 | 72
Total PHS expenditgures to date for 3 days of autonomy | 11346.26 | 11418.26 | 11490.26 | 11562.26 | 11634.26 | 11706.26 | 11778.26 | 11850.26 | 11922.26 | 11994.26 | 12066.26 | 12138.26 | 12210.26 | 12282.26 | 12354.26 | 12426.26 | 12498.26 | 12570.26 | 12642.26 | 12714.26 | 12786.26 | 12858.26 | 12930.26 | 13002.26 | 13074.26 | 13146.26 | 13218.26 | 13290.26 | 13362.26 | 13434.26 | 13506.26
Total PHS expenditures over 30 years for 3 days of autonomy | 12661.26 | [30 empty] | 12661.26
Average yearly PHS cost over time for 3 days of autonomy | 11346.26 | 11418.26 | 5745.13 | 3854.0867 | 2908.565 | 2341.252 | 1963.0433 | 1692.8943 | 1490.2825 | 1332.6956 | 1206.626 | 1103.4782 | 1017.5217 | 944.7892 | 882.4471 | 828.4173 | 781.1413 | 739.4271 | 702.3478 | 669.1716 | 639.313 | 612.2981 | 587.7391 | 565.3157 | 544.7608 | 525.8504 | 508.3946 | 492.2319 | 477.2236 | 463.2503 | 450.2087
Cost per amp produced to date ($/amp) | 0.018179 | 0.018294 | 0.0092047 | 0.0061749 | 0.00466 | 0.0037511 | 0.0031451 | 0.0027123 | 0.0023877 | 0.0021352 | 0.0019332 | 0.001768 | 0.0016303 | 0.0015137 | 0.0014138 | 0.0013273 | 0.0012515 | 0.0011847 | 0.0011253 | 0.0010721 | 0.0010243 | 0.00098101 | 0.00094166 | 0.00090574 | 0.0008728 | 0.00084251 | 0.00081454 | 0.00078864 | 0.0007646 | 0.00074221 | 0.00072131
Pumped Hydro Storage System Cost of Energy Production 3 days of Autonomy
PHS storage production cost over 30 yrs ($/12V-amps available per day) | 7.4042
Pumped Hydro Storage System 5 Days of Autonomy
Days of autonomy | 14 | 14 | 14 | 14 | 14 | 14 | 14 | 14 | 14 | 14 | 14 | 14 | 14 | 14 | 14 | 14 | 14 | 14 | 14 | 14 | 14 | 14 | 14 | 14 | 14 | 14 | 14 | 14 | 14 | 14 | 14
Hours of operation per day | 19 | 19 | 19 | 19 | 19 | 19 | 19 | 19 | 19 | 19 | 19 | 19 | 19 | 19 | 19 | 19 | 19 | 19 | 19 | 19 | 19 | 19 | 19 | 19 | 19 | 19 | 19 | 19 | 19 | 19 | 19
Total hours of operation capacity | 266 | 266 | 266 | 266 | 266 | 266 | 266 | 266 | 266 | 266 | 266 | 266 | 266 | 266 | 266 | 266 | 266 | 266 | 266 | 266 | 266 | 266 | 266 | 266 | 266 | 266 | 266 | 266 | 266 | 266 | 266
Gallons of water needed per day / pelton wheel requirements | 67830 | 67830 | 67830 | 67830 | 67830 | 67830 | 67830 | 67830 | 67830 | 67830 | 67830 | 67830 | 67830 | 67830 | 67830 | 67830 | 67830 | 67830 | 67830 | 67830 | 67830 | 67830 | 67830 | 67830 | 67830 | 67830 | 67830 | 67830 | 67830 | 67830 | 67830
Total water storage tank capacity upper and lower (gallons) | 136000 | 136000 | 136000 | 136000 | 136000 | 136000 | 136000 | 136000 | 136000 | 136000 | 136000 | 136000 | 136000 | 136000 | 136000 | 136000 | 136000 | 136000 | 136000 | 136000 | 136000 | 136000 | 136000 | 136000 | 136000 | 136000 | 136000 | 136000 | 136000 | 136000 | 136000
Water storage pond liner cost ($) | 4760 | 0 | 0 | 0 | 0 | 0 | 0 | 0 | 0 | 0 | 0 | 0 | 0 | 0 | 0 | 0 | 0 | 0 | 0 | 0 | 0 | 0 | 0 | 0 | 0 | 0 | 0 | 0 | 0 | 0 | 0 | 4760
Water storage pond construction cost ($) | 2532.4138 | 0 | 0 | 0 | 0 | 0 | 0 | 0 | 0 | 0 | 0 | 0 | 0 | 0 | 0 | 0 | 0 | 0 | 0 | 0 | 0 | 0 | 0 | 0 | 0 | 0 | 0 | 0 | 0 | 0 | 0 | 2532.4138
Piping length to maintain minimum of 100' of head (ft) | 187 | 0 | 0 | 0 | 0 | 0 | 0 | 0 | 0 | 0 | 0 | 0 | 0 | 0 | 0 | 0 | 0 | 0 | 0 | 0 | 0 | 0 | 0 | 0 | 0 | 0 | 0 | 0 | 0 | 0 | 0 | 187
Total Piping needs (ft) | 374 | 0 | 0 | 0 | 0 | 0 | 0 | 0 | 0 | 0 | 0 | 0 | 0 | 0 | 0 | 0 | 0 | 0 | 0 | 0 | 0 | 0 | 0 | 0 | 0 | 0 | 0 | 0 | 0 | 0 | 0
Piping cost ($) | 71.06 | 0 | 0 | 0 | 0 | 0 | 0 | 0 | 0 | 0 | 0 | 0 | 0 | 0 | 0 | 0 | 0 | 0 | 0 | 0 | 0 | 0 | 0 | 0 | 0 | 0 | 0 | 0 | 0 | 0 | 0 | 71.06
Piping/ Fittings Cost ($) | 20 | 0 | 0 | 0 | 0 | 0 | 0 | 0 | 0 | 0 | 0 | 0 | 0 | 0 | 0 | 0 | 0 | 0 | 0 | 0 | 0 | 0 | 0 | 0 | 0 | 0 | 0 | 0 | 0 | 0 | 0 | 20
Solar water pump capacity 100 ft of head (gallons/hr) | 990 | 990 | 990 | 990 | 990 | 990 | 990 | 990 | 990 | 990 | 990 | 990 | 990 | 990 | 990 | 990 | 990 | 990 | 990 | 990 | 990 | 990 | 990 | 990 | 990 | 990 | 990 | 990 | 990 | 990 | 990
Average gallons pumped per day (gallons) | 19800 | 0 | 0 | 0 | 0 | 0 | 0 | 0 | 0 | 0 | 0 | 0 | 0 | 0 | 0 | 0 | 0 | 0 | 0 | 0 | 0 | 0 | 0 | 0 | 0 | 0 | 0 | 0 | 0 | 0 | 0
Solar water pumps needed | 7 | 0 | 0 | 0 | 0 | 0 | 0 | 0 | 0 | 0 | 0 | 0 | 0 | 0 | 0 | 0 | 0 | 0 | 0 | 0 | 0 | 0 | 0 | 0 | 0 | 0 | 0 | 0 | 0 | 0 | 0
Solar water pump Cost ($) | 880 | 0 | 0 | 0 | 0 | 0 | 0 | 0 | 0 | 0 | 0 | 0 | 0 | 0 | 0 | 0 | 0 | 0 | 0 | 0 | 0 | 0 | 0 | 0 | 0 | 0 | 0 | 0 | 0 | 0 | 0 | 880
Total solar water pumps cost ($) | 6160 | 0 | 0 | 0 | 0 | 0 | 0 | 0 | 0 | 0 | 0 | 0 | 0 | 0 | 0 | 0 | 0 | 0 | 0 | 0 | 0 | 0 | 0 | 0 | 0 | 0 | 0 | 0 | 0 | 0 | 0 | 6160
Solar water pumps wiring length (ft) | 70 | 0 | 0 | 0 | 0 | 0 | 0 | 0 | 0 | 0 | 0 | 0 | 0 | 0 | 0 | 0 | 0 | 0 | 0 | 0 | 0 | 0 | 0 | 0 | 0 | 0 | 0 | 0 | 0 | 0 | 0
Solar water pump wiring cost ($) | 70 | 0 | 0 | 0 | 0 | 0 | 0 | 0 | 0 | 0 | 0 | 0 | 0 | 0 | 0 | 0 | 0 | 0 | 0 | 0 | 0 | 0 | 0 | 0 | 0 | 0 | 0 | 0 | 0 | 0 | 0 | 70
Solar panel requirements for water pump (# of 12V (100 watt / 6.1 amp) panels) | 28 | 0 | 0 | 0 | 0 | 0 | 0 | 0 | 0 | 0 | 0 | 0 | 0 | 0 | 0 | 0 | 0 | 0 | 0 | 0 | 0 | 0 | 0 | 0 | 0 | 0 | 0 | 0 | 0 | 0 | 0
Individual solar panel Cost ($) | 110 | 0 | 0 | 0 | 0 | 0 | 0 | 0 | 0 | 0 | 0 | 0 | 0 | 0 | 0 | 0 | 0 | 0 | 0 | 0 | 0 | 0 | 0 | 0 | 0 | 0 | 0 | 0 | 0 | 0 | 0 | 110
Total solar panel cost ($) | 3080 | 0 | 0 | 0 | 0 | 0 | 0 | 0 | 0 | 0 | 0 | 0 | 0 | 0 | 0 | 0 | 0 | 0 | 0 | 0 | 0 | 0 | 0 | 0 | 0 | 0 | 0 | 0 | 0 | 0 | 0 | 3080
Solar wiring length (ft) | 168 | 0 | 0 | 0 | 0 | 0 | 0 | 0 | 0 | 0 | 0 | 0 | 0 | 0 | 0 | 0 | 0 | 0 | 0 | 0 | 0 | 0 | 0 | 0 | 0 | 0 | 0 | 0 | 0 | 0 | 0
Solar wiring cost ($) | 50.4 | 0 | 0 | 0 | 0 | 0 | 0 | 0 | 0 | 0 | 0 | 0 | 0 | 0 | 0 | 0 | 0 | 0 | 0 | 0 | 0 | 0 | 0 | 0 | 0 | 0 | 0 | 0 | 0 | 0 | 0 | 50.4
Pelton Wheel Cost | 255 | 0 | 0 | 0 | 0 | 0 | 0 | 0 | 0 | 0 | 0 | 0 | 0 | 0 | 0 | 0 | 0 | 0 | 0 | 0 | 0 | 0 | 0 | 0 | 0 | 0 | 0 | 0 | 0 | 0 | 0 | 255
Altenator cost ($) | 108 | 0 | 0 | 0 | 0 | 0 | 0 | 0 | 0 | 0 | 0 | 0 | 0 | 0 | 0 | 0 | 0 | 0 | 0 | 0 | 0 | 0 | 0 | 0 | 0 | 0 | 0 | 0 | 0 | 0 | 0 | 108
Alternator Wiring length (ft) | 20 | 0 | 0 | 0 | 0 | 0 | 0 | 0 | 0 | 0 | 0 | 0 | 0 | 0 | 0 | 0 | 0 | 0 | 0 | 0 | 0 | 0 | 0 | 0 | 0 | 0 | 0 | 0 | 0 | 0 | 0
Wiring Cost ($) | 55 | 0 | 0 | 0 | 0 | 0 | 0 | 0 | 0 | 0 | 0 | 0 | 0 | 0 | 0 | 0 | 0 | 0 | 0 | 0 | 0 | 0 | 0 | 0 | 0 | 0 | 0 | 0 | 0 | 0 | 0 | 55
PHS system setup cost ($) | 120 | 0 | 0 | 0 | 0 | 0 | 0 | 0 | 0 | 0 | 0 | 0 | 0 | 0 | 0 | 0 | 0 | 0 | 0 | 0 | 0 | 0 | 0 | 0 | 0 | 0 | 0 | 0 | 0 | 0 | 0 | 120
PHS system maintenance labor ($) | 72 | 72 | 72 | 72 | 72 | 72 | 72 | 72 | 72 | 72 | 72 | 72 | 72 | 72 | 72 | 72 | 72 | 72 | 72 | 72 | 72 | 72 | 72 | 72 | 72 | 72 | 72 | 72 | 72 | 72 | 72 | 2232
Altenator continuous output (12v amps) | 30 | 30 | 30 | 30 | 30 | 30 | 30 | 30 | 30 | 30 | 30 | 30 | 30 | 30 | 30 | 30 | 30 | 30 | 30 | 30 | 30 | 30 | 30 | 30 | 30 | 30 | 30 | 30 | 30 | 30 | 30
Amps available per autonomous time period (12V amp-hrs) | 7980 | 0 | 0 | 0 | 0 | 0 | 0 | 0 | 0 | 0 | 0 | 0 | 0 | 0 | 0 | 0 | 0 | 0 | 0 | 0 | 0 | 0 | 0 | 0 | 0 | 0 | 0 | 0 | 0 | 0 | 0
Potential total amp produced to date (amps) | 2912700 | 2912700 | 5825400 | 8738100 | 11650800 | 14563500 | 17476200 | 20388900 | 23301600 | 26214300 | 29127000 | 32039700 | 34952400 | 37865100 | 40777800 | 43690500 | 46603200 | 49515900 | 52428600 | 55341300 | 58254000 | 61166700 | 64079400 | 66992100 | 69904800 | 72817500 | 75730200 | 78642900 | 81555600 | 84468300 | 87381000
Total PHS storage expenditures per year for 5 days of autonomy | 18562.8738 | 72 | 72 | 72 | 72 | 72 | 72 | 72 | 72 | 72 | 72 | 72 | 72 | 72 | 72 | 72 | 72 | 72 | 72 | 72 | 72 | 72 | 72 | 72 | 72 | 72 | 72 | 72 | 72 | 72 | 72
Total PHS expenditgures to date for 5 days of autonomy | 18562.8738 | 18634.8738 | 18706.8738 | 18778.8738 | 18850.8738 | 18922.8738 | 18994.8738 | 19066.8738 | 19138.8738 | 19210.8738 | 19282.8738 | 19354.8738 | 19426.8738 | 19498.8738 | 19570.8738 | 19642.8738 | 19714.8738 | 19786.8738 | 19858.8738 | 19930.8738 | 20002.8738 | 20074.8738 | 20146.8738 | 20218.8738 | 20290.8738 | 20362.8738 | 20434.8738 | 20506.8738 | 20578.8738 | 20650.8738 | 20722.8738
Total PHS expenditures over 30 years for 5 days of autonomy | 20690.8738 | [30 empty] | 20690.8738
Average yearly PHS cost over time for 5 days of autonomy | 18562.8738 | 18634.8738 | 9353.4369 | 6259.6246 | 4712.7184 | 3784.5748 | 3165.8123 | 2723.8391 | 2392.3592 | 2134.5415 | 1928.2874 | 1759.534 | 1618.9061 | 1499.9134 | 1397.9196 | 1309.5249 | 1232.1796 | 1163.9338 | 1103.2708 | 1048.9934 | 1000.1437 | 955.9464 | 915.767 | 879.0815 | 845.4531 | 814.515 | 785.9567 | 759.5138 | 734.9598 | 712.0991 | 690.7625
Cost per amp produced to date ($/amp) | 0.0063731 | 0.0063978 | 0.0032113 | 0.0021491 | 0.001618 | 0.0012993 | 0.0010869 | 0.00093516 | 0.00082135 | 0.00073284 | 0.00066203 | 0.00060409 | 0.00055581 | 0.00051496 | 0.00047994 | 0.00044959 | 0.00042304 | 0.00039961 | 0.00037878 | 0.00036014 | 0.00034337 | 0.0003282 | 0.0003144 | 0.00030181 | 0.00029026 | 0.00027964 | 0.00026984 | 0.00026076 | 0.00025233 | 0.00024448 | 0.00023716
Pumped Hydro Storage System Cost of Energy Production 5 days of Autonomy
PHS storage production cost over 30 yrs ($/12V-amps available per day) | 2.5928

## Graph Data & Sensitivy Analysis
Line Graphs Data
Year | 1 | 2 | 3 | 4 | 5 | 6 | 7 | 8 | 9 | 10 | 11 | 12 | 13 | 14 | 15 | 16 | 17 | 18 | 19 | 20 | 21 | 22 | 23 | 24 | 25 | 26 | 27 | 28 | 29 | 30
Cost per amp produced to date SOLAR ($/amp) | 0.012052 | 0.012329 | 0.0063033 | 0.0042946 | 0.0032902 | 0.0026876 | 0.0022859 | 0.0019989 | 0.0017837 | 0.0016163 | 0.0014824 | 0.0013728 | 0.0012815 | 0.0012043 | 0.0011381 | 0.0010807 | 0.0010304 | 0.00098614 | 0.00094675 | 0.00091151 | 0.00087979 | 0.0008511 | 0.00082501 | 0.00080119 | 0.00077936 | 0.00075927 | 0.00074073 | 0.00072356 | 0.00070762 | 0.00069277
Cost per amp produced to date WIND ($/amp) | 0.0034254 | 0.0034519 | 0.0017392 | 0.0011683 | 0.00088286 | 0.00071159 | 0.00059741 | 0.00051586 | 0.00045469 | 0.00040711 | 0.00036905 | 0.00033791 | 0.00031196 | 0.00029001 | 0.00027118 | 0.00025487 | 0.0002406 | 0.00022801 | 0.00021681 | 0.0002068 | 0.00019778 | 0.00018963 | 0.00018221 | 0.00017544 | 0.00016924 | 0.00016353 | 0.00015826 | 0.00015338 | 0.00014885 | 0.00014463
Cost per amp produced to date LEAD-ACID BATTERY ($/amp) | 0.012 | 0.016288 | 0.010288 | 0.010607 | 0.0090274 | 0.0080795 | 0.0086073 | 0.0079902 | 0.0075274 | 0.0079406 | 0.0075753 | 0.0072765 | 0.0076073 | 0.0073519 | 0.0071331 | 0.0074073 | 0.0072123 | 0.0070403 | 0.007274 | 0.0071168 | 0.0069753 | 0.0071787 | 0.0070473 | 0.0069273 | 0.0071073 | 0.0069945 | 0.0068904 | 0.0070518 | 0.006953 | 0.0068611
Cost per amp produced to date LEAD-ACID BATTERY 3-DAY AUTONOMY ($/amp) | 2.3767 | 2.4183 | 1.23 | 1.4806 | 1.1208 | 0.905 | 1.0844 | 0.93548 | 0.82375 | 0.95241 | 0.86133 | 0.78682 | 0.88639 | 0.82141 | 0.76571 | 0.84678 | 0.79646 | 0.75206 | 0.82037 | 0.77939 | 0.7425 | 0.80151 | 0.76697 | 0.73543 | 0.78736 | 0.75753 | 0.73 | 0.77636 | 0.75012 | 0.72569
Cost per amp produced to date LEAD-ACID BATTERY 5-DAY AUTONOMY ($/amp) | 2.2252 | 2.2502 | 1.1376 | 1.3811 | 1.0421 | 0.83865 | 1.0102 | 0.86946 | 0.76391 | 0.88658 | 0.80043 | 0.72993 | 0.82477 | 0.76325 | 0.71052 | 0.78768 | 0.74002 | 0.69796 | 0.76296 | 0.72412 | 0.68916 | 0.7453 | 0.71256 | 0.68266 | 0.73205 | 0.70377 | 0.67766 | 0.72175 | 0.69687 | 0.6737
Cost per amp produced to date Lithium-Ion ($/amp) | 0.029027 | 0.029027 | 0.014514 | 0.0096758 | 0.0072568 | 0.0058055 | 0.0048379 | 0.0041468 | 0.0036284 | 0.0032253 | 0.0029027 | 0.0026389 | 0.0024189 | 0.0022329 | 0.0020734 | 0.0019352 | 0.003619 | 0.0034061 | 0.0032169 | 0.0030476 | 0.0028952 | 0.0027573 | 0.002632 | 0.0025176 | 0.0024127 | 0.0023162 | 0.0022271 | 0.0021446 | 0.002068 | 0.0019967
Cost per amp produced to date Lithium-Ion battery 3-day Autonomy($/amp) | 0.029027 | 0.029027 | 0.014514 | 0.0096758 | 0.0072568 | 0.0058055 | 0.0048379 | 0.0041468 | 0.0036284 | 0.0032253 | 0.0029027 | 0.0026389 | 0.0024189 | 0.0022329 | 0.0020734 | 0.0019352 | 0.003619 | 0.0034061 | 0.0032169 | 0.0030476 | 0.0028952 | 0.0027573 | 0.002632 | 0.0025176 | 0.0024127 | 0.0023162 | 0.0022271 | 0.0021446 | 0.002068 | 0.0019967
Cost per amp produced to date Lithium-Ion battery 5-day Autonomy($/amp) | 0.029027 | 0.029027 | 0.014514 | 0.0096758 | 0.0072568 | 0.0058055 | 0.0048379 | 0.0041468 | 0.0036284 | 0.0032253 | 0.0029027 | 0.0026389 | 0.0024189 | 0.0022329 | 0.0020734 | 0.0019352 | 0.003619 | 0.0034061 | 0.0032169 | 0.0030476 | 0.0028952 | 0.0027573 | 0.002632 | 0.0025176 | 0.0024127 | 0.0023162 | 0.0022271 | 0.0021446 | 0.002068 | 0.0019967
Cost per amp produced to date PHS ($/amp) | 0.03283 | 0.033176 | 0.016761 | 0.011289 | 0.0085535 | 0.006912 | 0.0058177 | 0.0050361 | 0.0044498 | 0.0039938 | 0.0036291 | 0.0033306 | 0.0030819 | 0.0028714 | 0.0026911 | 0.0025347 | 0.0023979 | 0.0022772 | 0.00217 | 0.002074 | 0.0019876 | 0.0019094 | 0.0018383 | 0.0017735 | 0.001714 | 0.0016593 | 0.0016088 | 0.001562 | 0.0015186 | 0.0014781
Cost per amp produced to date PHS 3-day Autonomy($/amp) | 0.018179 | 0.018294 | 0.0092047 | 0.0061749 | 0.00466 | 0.0037511 | 0.0031451 | 0.0027123 | 0.0023877 | 0.0021352 | 0.0019332 | 0.001768 | 0.0016303 | 0.0015137 | 0.0014138 | 0.0013273 | 0.0012515 | 0.0011847 | 0.0011253 | 0.0010721 | 0.0010243 | 0.00098101 | 0.00094166 | 0.00090574 | 0.0008728 | 0.00084251 | 0.00081454 | 0.00078864 | 0.0007646 | 0.00074221
Cost per amp produced to date PHS 5-day Autonomy ($/amp) | 0.0081667 | 0.008236 | 0.0041526 | 0.0027915 | 0.0021109 | 0.0017026 | 0.0014303 | 0.0012359 | 0.0010901 | 0.00097663 | 0.00088589 | 0.00081165 | 0.00074978 | 0.00069743 | 0.00065255 | 0.00061366 | 0.00057964 | 0.00054961 | 0.00052292 | 0.00049904 | 0.00047755 | 0.00045811 | 0.00044043 | 0.00042429 | 0.0004095 | 0.00039588 | 0.00038332 | 0.00037169 | 0.00036088 | 0.00035083
Pie Charts Data
Solar Costs
Setup Equipment Cost | 917.6
Ongoing Equipment Cost | 0
Setup Labor Cost | 72 |  | SENSITIVITY ANALYSIS
Ongoing Maintenace Labor | 669.6 |  | Lead-Acid Days of Autonomy vs Cost per amp
Ongoing Maintenance Supplies | 0 |  | 52.7467 | 1 | 3 | 5 | 8 | 11 | 14
|  |  | 15000 | 75 | 25 | 15 | 9.375 | 6.8182 | 5.3571
Wind Costs |  |  | 30000 | 150 | 50 | 30 | 18.75 | 13.6364 | 10.7143
Setup Equipment Cost | 923 |  | 45000 | 225 | 75 | 45 | 28.125 | 20.4545 | 16.0714
Ongoing Equipment Cost | 0 |  | 60000 | 300 | 100 | 60 | 37.5 | 27.2727 | 21.4286
Setup Labor Cost | 458 |  | 75000 | 375 | 125 | 75 | 46.875 | 34.0909 | 26.7857
Ongoing Maintenace Labor | 223.2 |  | 90000 | 450 | 150 | 90 | 56.25 | 40.9091 | 32.1429
Ongoing Maintenance Supplies | 0
Lithium -Ion Days of Autonomy vs Cost per amp
Lead Acid Battery Costs |  |  | 21.183 | 1 | 3 | 5 | 8 | 11 | 14
Setup Equipment Cost | 563 |  | 200 | 63.535 | 63.535 | 63.535 | 63.535 | 63.535 | 63.535
Ongoing Equipment Cost | 5025 |  | 600 | 28.2417 | 28.2417 | 28.2417 | 28.2417 | 28.2417 | 28.2417
Setup Labor Cost | 48 |  | 1000 | 21.183 | 21.183 | 21.183 | 21.183 | 21.183 | 21.183
Ongoing Maintenace Labor | 8928 |  | 1600 | 17.2125 | 17.2125 | 17.2125 | 17.2125 | 17.2125 | 17.2125
Ongoing Maintenance Supplies | 775 |  | 2200 | 15.4077 | 15.4077 | 15.4077 | 15.4077 | 15.4077 | 15.4077
|  |  | 2800 | 14.3764 | 14.3764 | 14.3764 | 14.3764 | 14.3764 | 14.3764
Lithium Ion Battery Costs
Setup Equipment Cost | 2119 |  | PHS Days of Autonomy vs Cost per amp
Ongoing Equipment Cost | 2097 |  | 3.7275 | 1 | 3 | 5 | 8 | 11 | 14
Setup Labor Cost | 24 |  | 6000 | 10.5263 | 3.5088 | 2.1053 | 1.3158 | 0.95694 | 0.75188
Ongoing Maintenace Labor | 0 |  | 8000 | 14.0351 | 4.6784 | 2.807 | 1.7544 | 1.2759 | 1.0025
Ongoing Maintenance Supplies | 0 |  | 10000 | 17.5439 | 5.848 | 3.5088 | 2.193 | 1.5949 | 1.2531
|  |  | 16000 | 28.0702 | 9.3567 | 5.614 | 3.5088 | 2.5518 | 2.005
PHS System Costs |  |  | 18000 | 31.5789 | 10.5263 | 6.3158 | 3.9474 | 2.8708 | 2.2556
Setup Equipment Cost | 6446.26 |  | 20000 | 35.0877 | 11.6959 | 7.0175 | 4.386 | 3.1898 | 2.5063
Ongoing Equipment Cost | 0
Setup Labor Cost | 312
Ongoing Maintenace Labor | 2232
Ongoing Maintenance Supplies | 0
System Comparison of Costs over 30 years
Total Solar System expenditures over 30 years | 1659.2
Total wind system expenditures over 30 years | 1604.2
Total lead-acid battery storage system expenditures over 30 years | 15394
Total lithium-ion battery storage system expenditures over 30 years | 4251
Total baseline PHS expenditures over 30 years | 5911.4669
Total lead-acid battery storage system expenditures over 30 years 3 Days of Autonomy | 31648
Total lithium-ion battery storage system expenditures over 30 years 3 Days of Autonomy | 12729
Total PHS expenditures over 30 years for 3 days of autonomy | 8267.46
Total lead-acid battery storage system expenditures over 30 years 5 Days of Autonomy | 48141.25
Total lithium-ion battery storage system expenditures over 30 years | 21183
Total PHS expenditures over 30 years for 5 days of autonomy | 10623.4531
Total lead-acid battery storage system expenditures over 30 years 8 Days of Autonomy | 60029.5
Total lithium-ion battery storage system expenditures over 30 years 8 Days of Autonomy | 27540
Total PHS expenditures over 30 years for 8 days of autonomy | 13569.2738
Total lead-acid battery storage system expenditures over 30 years 11 Days of Autonomy | 71917.75
Total lithium-ion battery storage system expenditures over 30 years 11 Days of Autonomy | 33897
Total PHS expenditures over 30 years for 11 days of autonomy | 17798.6738
Total lead-acid battery storage system expenditures over 30 years 14 Days of Autonomy | 84886.75
Total lithium-ion battery storage system expenditures over 30 years 14 Days of Autonomy | 40254
Total PHS expenditures over 30 years for 14 days of autonomy | 20690.8738
Baseline Cost of Energy Production
Solar energy production cost over 30 years ($/12V-amps available per day) | 7.7714
Wind energy production cost over 30 years ($/12V-amps available per day) | 2.1562
Lead acid battery energy storage production cost over 30 years 1-day of autonomy | 76.97
Lithium-ion battery energy storage production cost over 30 years 1-day of autonomy | 21.255
PHS energy storage production cost over 30 years 1-day of autonomy | 15.7724
Lead acid battery energy storage production cost 3-days of autonomy | 52.7467
Lithium-Ion battery energy storage production cost over 30 yrs3-days of autonomy | 21.215
PHS storage production cost over 30 3-days of autonomy | 7.4042
Lead acid battery energy storage production cost over 30 yrs 5-days of autonomy | 48.1412
Lithium-Ion battery energy storage production cost over 30 yrs 5-days of autonomy | 21.183
PHS storage production cost over 30 yrs 5-days of autonomy | 2.5928